## 01_asset_master
property_id | property_name | city | county | state | property_type | year_built | gross_floor_area_sqft | units | occupancy_rate | affordable_units_pct
WI-MF-01 | Riverbend Apartments | Madison | Dane | WI | Multifamily | 1988 | 165000 | 180 | 0.94 | 0.25
WI-MF-02 | Lakeview Terrace | Milwaukee | Milwaukee | WI | Multifamily | 1975 | 220000 | 240 | 0.91 | 0.6
WI-MF-03 | Northside Commons | Green Bay | Brown | WI | Multifamily | 1995 | 145000 | 160 | 0.96 | 0.15
WI-MF-04 | Badger Ridge Homes | Wausau | Marathon | WI | Multifamily | 1982 | 120000 | 130 | 0.93 | 0.4
WI-MF-05 | Oak Street Lofts | Eau Claire | Eau Claire | WI | Multifamily | 2008 | 98000 | 105 | 0.97 | 0.1
WI-MF-06 | South Park Apartments | Racine | Racine | WI | Multifamily | 1970 | 185000 | 210 | 0.89 | 0.55
WI-MF-07 | Fox River Flats | Appleton | Outagamie | WI | Multifamily | 2001 | 135000 | 150 | 0.95 | 0.2
WI-MF-08 | Prairie View Residences | La Crosse | La Crosse | WI | Multifamily | 1990 | 110000 | 120 | 0.92 | 0.35
WI-MF-09 | Capitol Square Homes | Madison | Dane | WI | Multifamily | 2015 | 175000 | 190 | 0.98 | 0.05
WI-MF-10 | Harbor Point Apartments | Kenosha | Kenosha | WI | Multifamily | 1980 | 160000 | 175 | 0.9 | 0.5

## 02_energy_monthly
property_id | property_name | city | county | state | property_type | month | electricity_kwh | natural_gas_therms | electricity_cost_usd | natural_gas_cost_usd | electricity_rate_usd_kwh | gas_rate_usd_therm | owner_or_tenant_paid | data_quality | source_note
WI-MF-01 | Riverbend Apartments | Madison | Dane | WI | Multifamily | 2025-01 | 90495.0 | 10534.0 | 13121.77 | 11587.4 | 0.145 | 1.1 | Mixed / simulated | Simulated from ENERGY STAR multifamily EUI benchmark; not actual utility bills | ENERGY STAR Portfolio Manager Data Explorer / U.S. National Median EUI table
WI-MF-01 | Riverbend Apartments | Madison | Dane | WI | Multifamily | 2025-02 | 83708.0 | 8826.0 | 12137.66 | 9708.6 | 0.145 | 1.1 | Mixed / simulated | Simulated from ENERGY STAR multifamily EUI benchmark; not actual utility bills | ENERGY STAR Portfolio Manager Data Explorer / U.S. National Median EUI table
WI-MF-01 | Riverbend Apartments | Madison | Dane | WI | Multifamily | 2025-03 | 84839.0 | 7402.0 | 12301.65 | 8142.2 | 0.145 | 1.1 | Mixed / simulated | Simulated from ENERGY STAR multifamily EUI benchmark; not actual utility bills | ENERGY STAR Portfolio Manager Data Explorer / U.S. National Median EUI table
WI-MF-01 | Riverbend Apartments | Madison | Dane | WI | Multifamily | 2025-04 | 84839.0 | 4555.0 | 12301.65 | 5010.5 | 0.145 | 1.1 | Mixed / simulated | Simulated from ENERGY STAR multifamily EUI benchmark; not actual utility bills | ENERGY STAR Portfolio Manager Data Explorer / U.S. National Median EUI table
WI-MF-01 | Riverbend Apartments | Madison | Dane | WI | Multifamily | 2025-05 | 92757.0 | 2562.0 | 13449.76 | 2818.2 | 0.145 | 1.1 | Mixed / simulated | Simulated from ENERGY STAR multifamily EUI benchmark; not actual utility bills | ENERGY STAR Portfolio Manager Data Explorer / U.S. National Median EUI table
WI-MF-01 | Riverbend Apartments | Madison | Dane | WI | Multifamily | 2025-06 | 104069.0 | 1139.0 | 15090.0 | 1252.9 | 0.145 | 1.1 | Mixed / simulated | Simulated from ENERGY STAR multifamily EUI benchmark; not actual utility bills | ENERGY STAR Portfolio Manager Data Explorer / U.S. National Median EUI table
WI-MF-01 | Riverbend Apartments | Madison | Dane | WI | Multifamily | 2025-07 | 118775.0 | 683.0 | 17222.38 | 751.3 | 0.145 | 1.1 | Mixed / simulated | Simulated from ENERGY STAR multifamily EUI benchmark; not actual utility bills | ENERGY STAR Portfolio Manager Data Explorer / U.S. National Median EUI table
WI-MF-01 | Riverbend Apartments | Madison | Dane | WI | Multifamily | 2025-08 | 118775.0 | 683.0 | 17222.38 | 751.3 | 0.145 | 1.1 | Mixed / simulated | Simulated from ENERGY STAR multifamily EUI benchmark; not actual utility bills | ENERGY STAR Portfolio Manager Data Explorer / U.S. National Median EUI table
WI-MF-01 | Riverbend Apartments | Madison | Dane | WI | Multifamily | 2025-09 | 98413.0 | 1708.0 | 14269.88 | 1878.8 | 0.145 | 1.1 | Mixed / simulated | Simulated from ENERGY STAR multifamily EUI benchmark; not actual utility bills | ENERGY STAR Portfolio Manager Data Explorer / U.S. National Median EUI table
WI-MF-01 | Riverbend Apartments | Madison | Dane | WI | Multifamily | 2025-10 | 88233.0 | 3986.0 | 12793.78 | 4384.6 | 0.145 | 1.1 | Mixed / simulated | Simulated from ENERGY STAR multifamily EUI benchmark; not actual utility bills | ENERGY STAR Portfolio Manager Data Explorer / U.S. National Median EUI table
WI-MF-01 | Riverbend Apartments | Madison | Dane | WI | Multifamily | 2025-11 | 82577.0 | 6548.0 | 11973.66 | 7202.8 | 0.145 | 1.1 | Mixed / simulated | Simulated from ENERGY STAR multifamily EUI benchmark; not actual utility bills | ENERGY STAR Portfolio Manager Data Explorer / U.S. National Median EUI table
WI-MF-01 | Riverbend Apartments | Madison | Dane | WI | Multifamily | 2025-12 | 83708.0 | 8313.0 | 12137.66 | 9144.3 | 0.145 | 1.1 | Mixed / simulated | Simulated from ENERGY STAR multifamily EUI benchmark; not actual utility bills | ENERGY STAR Portfolio Manager Data Explorer / U.S. National Median EUI table
WI-MF-02 | Lakeview Terrace | Milwaukee | Milwaukee | WI | Multifamily | 2025-01 | 129761.0 | 16705.0 | 18815.34 | 18375.5 | 0.145 | 1.1 | Mixed / simulated | Simulated from ENERGY STAR multifamily EUI benchmark; not actual utility bills | ENERGY STAR Portfolio Manager Data Explorer / U.S. National Median EUI table
WI-MF-02 | Lakeview Terrace | Milwaukee | Milwaukee | WI | Multifamily | 2025-02 | 120029.0 | 13996.0 | 17404.2 | 15395.6 | 0.145 | 1.1 | Mixed / simulated | Simulated from ENERGY STAR multifamily EUI benchmark; not actual utility bills | ENERGY STAR Portfolio Manager Data Explorer / U.S. National Median EUI table
WI-MF-02 | Lakeview Terrace | Milwaukee | Milwaukee | WI | Multifamily | 2025-03 | 121651.0 | 11739.0 | 17639.4 | 12912.9 | 0.145 | 1.1 | Mixed / simulated | Simulated from ENERGY STAR multifamily EUI benchmark; not actual utility bills | ENERGY STAR Portfolio Manager Data Explorer / U.S. National Median EUI table
WI-MF-02 | Lakeview Terrace | Milwaukee | Milwaukee | WI | Multifamily | 2025-04 | 121651.0 | 7224.0 | 17639.4 | 7946.4 | 0.145 | 1.1 | Mixed / simulated | Simulated from ENERGY STAR multifamily EUI benchmark; not actual utility bills | ENERGY STAR Portfolio Manager Data Explorer / U.S. National Median EUI table
WI-MF-02 | Lakeview Terrace | Milwaukee | Milwaukee | WI | Multifamily | 2025-05 | 133005.0 | 4063.0 | 19285.72 | 4469.3 | 0.145 | 1.1 | Mixed / simulated | Simulated from ENERGY STAR multifamily EUI benchmark; not actual utility bills | ENERGY STAR Portfolio Manager Data Explorer / U.S. National Median EUI table
WI-MF-02 | Lakeview Terrace | Milwaukee | Milwaukee | WI | Multifamily | 2025-06 | 149226.0 | 1806.0 | 21637.77 | 1986.6 | 0.145 | 1.1 | Mixed / simulated | Simulated from ENERGY STAR multifamily EUI benchmark; not actual utility bills | ENERGY STAR Portfolio Manager Data Explorer / U.S. National Median EUI table
WI-MF-02 | Lakeview Terrace | Milwaukee | Milwaukee | WI | Multifamily | 2025-07 | 170312.0 | 1084.0 | 24695.24 | 1192.4 | 0.145 | 1.1 | Mixed / simulated | Simulated from ENERGY STAR multifamily EUI benchmark; not actual utility bills | ENERGY STAR Portfolio Manager Data Explorer / U.S. National Median EUI table
WI-MF-02 | Lakeview Terrace | Milwaukee | Milwaukee | WI | Multifamily | 2025-08 | 170312.0 | 1084.0 | 24695.24 | 1192.4 | 0.145 | 1.1 | Mixed / simulated | Simulated from ENERGY STAR multifamily EUI benchmark; not actual utility bills | ENERGY STAR Portfolio Manager Data Explorer / U.S. National Median EUI table
WI-MF-02 | Lakeview Terrace | Milwaukee | Milwaukee | WI | Multifamily | 2025-09 | 141115.0 | 2709.0 | 20461.67 | 2979.9 | 0.145 | 1.1 | Mixed / simulated | Simulated from ENERGY STAR multifamily EUI benchmark; not actual utility bills | ENERGY STAR Portfolio Manager Data Explorer / U.S. National Median EUI table
WI-MF-02 | Lakeview Terrace | Milwaukee | Milwaukee | WI | Multifamily | 2025-10 | 126517.0 | 6321.0 | 18344.97 | 6953.1 | 0.145 | 1.1 | Mixed / simulated | Simulated from ENERGY STAR multifamily EUI benchmark; not actual utility bills | ENERGY STAR Portfolio Manager Data Explorer / U.S. National Median EUI table
WI-MF-02 | Lakeview Terrace | Milwaukee | Milwaukee | WI | Multifamily | 2025-11 | 118407.0 | 10384.0 | 17169.01 | 11422.4 | 0.145 | 1.1 | Mixed / simulated | Simulated from ENERGY STAR multifamily EUI benchmark; not actual utility bills | ENERGY STAR Portfolio Manager Data Explorer / U.S. National Median EUI table
WI-MF-02 | Lakeview Terrace | Milwaukee | Milwaukee | WI | Multifamily | 2025-12 | 120029.0 | 13183.0 | 17404.2 | 14501.3 | 0.145 | 1.1 | Mixed / simulated | Simulated from ENERGY STAR multifamily EUI benchmark; not actual utility bills | ENERGY STAR Portfolio Manager Data Explorer / U.S. National Median EUI table
WI-MF-03 | Northside Commons | Green Bay | Brown | WI | Multifamily | 2025-01 | 78458.0 | 8375.0 | 11376.41 | 9212.5 | 0.145 | 1.1 | Mixed / simulated | Simulated from ENERGY STAR multifamily EUI benchmark; not actual utility bills | ENERGY STAR Portfolio Manager Data Explorer / U.S. National Median EUI table
WI-MF-03 | Northside Commons | Green Bay | Brown | WI | Multifamily | 2025-02 | 72574.0 | 7017.0 | 10523.23 | 7718.7 | 0.145 | 1.1 | Mixed / simulated | Simulated from ENERGY STAR multifamily EUI benchmark; not actual utility bills | ENERGY STAR Portfolio Manager Data Explorer / U.S. National Median EUI table
WI-MF-03 | Northside Commons | Green Bay | Brown | WI | Multifamily | 2025-03 | 73554.0 | 5885.0 | 10665.33 | 6473.5 | 0.145 | 1.1 | Mixed / simulated | Simulated from ENERGY STAR multifamily EUI benchmark; not actual utility bills | ENERGY STAR Portfolio Manager Data Explorer / U.S. National Median EUI table
WI-MF-03 | Northside Commons | Green Bay | Brown | WI | Multifamily | 2025-04 | 73554.0 | 3622.0 | 10665.33 | 3984.2 | 0.145 | 1.1 | Mixed / simulated | Simulated from ENERGY STAR multifamily EUI benchmark; not actual utility bills | ENERGY STAR Portfolio Manager Data Explorer / U.S. National Median EUI table
WI-MF-03 | Northside Commons | Green Bay | Brown | WI | Multifamily | 2025-05 | 80420.0 | 2037.0 | 11660.9 | 2240.7 | 0.145 | 1.1 | Mixed / simulated | Simulated from ENERGY STAR multifamily EUI benchmark; not actual utility bills | ENERGY STAR Portfolio Manager Data Explorer / U.S. National Median EUI table
WI-MF-03 | Northside Commons | Green Bay | Brown | WI | Multifamily | 2025-06 | 90227.0 | 905.0 | 13082.91 | 995.5 | 0.145 | 1.1 | Mixed / simulated | Simulated from ENERGY STAR multifamily EUI benchmark; not actual utility bills | ENERGY STAR Portfolio Manager Data Explorer / U.S. National Median EUI table
WI-MF-03 | Northside Commons | Green Bay | Brown | WI | Multifamily | 2025-07 | 102976.0 | 543.0 | 14931.52 | 597.3 | 0.145 | 1.1 | Mixed / simulated | Simulated from ENERGY STAR multifamily EUI benchmark; not actual utility bills | ENERGY STAR Portfolio Manager Data Explorer / U.S. National Median EUI table
WI-MF-03 | Northside Commons | Green Bay | Brown | WI | Multifamily | 2025-08 | 102976.0 | 543.0 | 14931.52 | 597.3 | 0.145 | 1.1 | Mixed / simulated | Simulated from ENERGY STAR multifamily EUI benchmark; not actual utility bills | ENERGY STAR Portfolio Manager Data Explorer / U.S. National Median EUI table
WI-MF-03 | Northside Commons | Green Bay | Brown | WI | Multifamily | 2025-09 | 85323.0 | 1358.0 | 12371.83 | 1493.8 | 0.145 | 1.1 | Mixed / simulated | Simulated from ENERGY STAR multifamily EUI benchmark; not actual utility bills | ENERGY STAR Portfolio Manager Data Explorer / U.S. National Median EUI table
WI-MF-03 | Northside Commons | Green Bay | Brown | WI | Multifamily | 2025-10 | 76497.0 | 3169.0 | 11092.06 | 3485.9 | 0.145 | 1.1 | Mixed / simulated | Simulated from ENERGY STAR multifamily EUI benchmark; not actual utility bills | ENERGY STAR Portfolio Manager Data Explorer / U.S. National Median EUI table
WI-MF-03 | Northside Commons | Green Bay | Brown | WI | Multifamily | 2025-11 | 71593.0 | 5206.0 | 10380.98 | 5726.6 | 0.145 | 1.1 | Mixed / simulated | Simulated from ENERGY STAR multifamily EUI benchmark; not actual utility bills | ENERGY STAR Portfolio Manager Data Explorer / U.S. National Median EUI table
WI-MF-03 | Northside Commons | Green Bay | Brown | WI | Multifamily | 2025-12 | 72574.0 | 6610.0 | 10523.23 | 7271.0 | 0.145 | 1.1 | Mixed / simulated | Simulated from ENERGY STAR multifamily EUI benchmark; not actual utility bills | ENERGY STAR Portfolio Manager Data Explorer / U.S. National Median EUI table
WI-MF-04 | Badger Ridge Homes | Wausau | Marathon | WI | Multifamily | 2025-01 | 67009.0 | 8410.0 | 9716.3 | 9251.0 | 0.145 | 1.1 | Mixed / simulated | Simulated from ENERGY STAR multifamily EUI benchmark; not actual utility bills | ENERGY STAR Portfolio Manager Data Explorer / U.S. National Median EUI table
WI-MF-04 | Badger Ridge Homes | Wausau | Marathon | WI | Multifamily | 2025-02 | 61984.0 | 7046.0 | 8987.68 | 7750.6 | 0.145 | 1.1 | Mixed / simulated | Simulated from ENERGY STAR multifamily EUI benchmark; not actual utility bills | ENERGY STAR Portfolio Manager Data Explorer / U.S. National Median EUI table
WI-MF-04 | Badger Ridge Homes | Wausau | Marathon | WI | Multifamily | 2025-03 | 62821.0 | 5910.0 | 9109.05 | 6501.0 | 0.145 | 1.1 | Mixed / simulated | Simulated from ENERGY STAR multifamily EUI benchmark; not actual utility bills | ENERGY STAR Portfolio Manager Data Explorer / U.S. National Median EUI table
WI-MF-04 | Badger Ridge Homes | Wausau | Marathon | WI | Multifamily | 2025-04 | 62821.0 | 3637.0 | 9109.05 | 4000.7 | 0.145 | 1.1 | Mixed / simulated | Simulated from ENERGY STAR multifamily EUI benchmark; not actual utility bills | ENERGY STAR Portfolio Manager Data Explorer / U.S. National Median EUI table
WI-MF-04 | Badger Ridge Homes | Wausau | Marathon | WI | Multifamily | 2025-05 | 68684.0 | 2046.0 | 9959.18 | 2250.6 | 0.145 | 1.1 | Mixed / simulated | Simulated from ENERGY STAR multifamily EUI benchmark; not actual utility bills | ENERGY STAR Portfolio Manager Data Explorer / U.S. National Median EUI table
WI-MF-04 | Badger Ridge Homes | Wausau | Marathon | WI | Multifamily | 2025-06 | 77061.0 | 909.0 | 11173.84 | 999.9 | 0.145 | 1.1 | Mixed / simulated | Simulated from ENERGY STAR multifamily EUI benchmark; not actual utility bills | ENERGY STAR Portfolio Manager Data Explorer / U.S. National Median EUI table
WI-MF-04 | Badger Ridge Homes | Wausau | Marathon | WI | Multifamily | 2025-07 | 87950.0 | 546.0 | 12752.75 | 600.6 | 0.145 | 1.1 | Mixed / simulated | Simulated from ENERGY STAR multifamily EUI benchmark; not actual utility bills | ENERGY STAR Portfolio Manager Data Explorer / U.S. National Median EUI table
WI-MF-04 | Badger Ridge Homes | Wausau | Marathon | WI | Multifamily | 2025-08 | 87950.0 | 546.0 | 12752.75 | 600.6 | 0.145 | 1.1 | Mixed / simulated | Simulated from ENERGY STAR multifamily EUI benchmark; not actual utility bills | ENERGY STAR Portfolio Manager Data Explorer / U.S. National Median EUI table
WI-MF-04 | Badger Ridge Homes | Wausau | Marathon | WI | Multifamily | 2025-09 | 72873.0 | 1364.0 | 10566.58 | 1500.4 | 0.145 | 1.1 | Mixed / simulated | Simulated from ENERGY STAR multifamily EUI benchmark; not actual utility bills | ENERGY STAR Portfolio Manager Data Explorer / U.S. National Median EUI table
WI-MF-04 | Badger Ridge Homes | Wausau | Marathon | WI | Multifamily | 2025-10 | 65334.0 | 3182.0 | 9473.43 | 3500.2 | 0.145 | 1.1 | Mixed / simulated | Simulated from ENERGY STAR multifamily EUI benchmark; not actual utility bills | ENERGY STAR Portfolio Manager Data Explorer / U.S. National Median EUI table
WI-MF-04 | Badger Ridge Homes | Wausau | Marathon | WI | Multifamily | 2025-11 | 61146.0 | 5228.0 | 8866.17 | 5750.8 | 0.145 | 1.1 | Mixed / simulated | Simulated from ENERGY STAR multifamily EUI benchmark; not actual utility bills | ENERGY STAR Portfolio Manager Data Explorer / U.S. National Median EUI table
WI-MF-04 | Badger Ridge Homes | Wausau | Marathon | WI | Multifamily | 2025-12 | 61984.0 | 6637.0 | 8987.68 | 7300.7 | 0.145 | 1.1 | Mixed / simulated | Simulated from ENERGY STAR multifamily EUI benchmark; not actual utility bills | ENERGY STAR Portfolio Manager Data Explorer / U.S. National Median EUI table
WI-MF-05 | Oak Street Lofts | Eau Claire | Eau Claire | WI | Multifamily | 2025-01 | 51389.0 | 4684.0 | 7451.4 | 5152.4 | 0.145 | 1.1 | Mixed / simulated | Simulated from ENERGY STAR multifamily EUI benchmark; not actual utility bills | ENERGY STAR Portfolio Manager Data Explorer / U.S. National Median EUI table
WI-MF-05 | Oak Street Lofts | Eau Claire | Eau Claire | WI | Multifamily | 2025-02 | 47535.0 | 3924.0 | 6892.57 | 4316.4 | 0.145 | 1.1 | Mixed / simulated | Simulated from ENERGY STAR multifamily EUI benchmark; not actual utility bills | ENERGY STAR Portfolio Manager Data Explorer / U.S. National Median EUI table
WI-MF-05 | Oak Street Lofts | Eau Claire | Eau Claire | WI | Multifamily | 2025-03 | 48177.0 | 3291.0 | 6985.66 | 3620.1 | 0.145 | 1.1 | Mixed / simulated | Simulated from ENERGY STAR multifamily EUI benchmark; not actual utility bills | ENERGY STAR Portfolio Manager Data Explorer / U.S. National Median EUI table
WI-MF-05 | Oak Street Lofts | Eau Claire | Eau Claire | WI | Multifamily | 2025-04 | 48177.0 | 2025.0 | 6985.66 | 2227.5 | 0.145 | 1.1 | Mixed / simulated | Simulated from ENERGY STAR multifamily EUI benchmark; not actual utility bills | ENERGY STAR Portfolio Manager Data Explorer / U.S. National Median EUI table
WI-MF-05 | Oak Street Lofts | Eau Claire | Eau Claire | WI | Multifamily | 2025-05 | 52674.0 | 1139.0 | 7637.73 | 1252.9 | 0.145 | 1.1 | Mixed / simulated | Simulated from ENERGY STAR multifamily EUI benchmark; not actual utility bills | ENERGY STAR Portfolio Manager Data Explorer / U.S. National Median EUI table
WI-MF-05 | Oak Street Lofts | Eau Claire | Eau Claire | WI | Multifamily | 2025-06 | 59098.0 | 506.0 | 8569.21 | 556.6 | 0.145 | 1.1 | Mixed / simulated | Simulated from ENERGY STAR multifamily EUI benchmark; not actual utility bills | ENERGY STAR Portfolio Manager Data Explorer / U.S. National Median EUI table
WI-MF-05 | Oak Street Lofts | Eau Claire | Eau Claire | WI | Multifamily | 2025-07 | 67448.0 | 304.0 | 9779.96 | 334.4 | 0.145 | 1.1 | Mixed / simulated | Simulated from ENERGY STAR multifamily EUI benchmark; not actual utility bills | ENERGY STAR Portfolio Manager Data Explorer / U.S. National Median EUI table
WI-MF-05 | Oak Street Lofts | Eau Claire | Eau Claire | WI | Multifamily | 2025-08 | 67448.0 | 304.0 | 9779.96 | 334.4 | 0.145 | 1.1 | Mixed / simulated | Simulated from ENERGY STAR multifamily EUI benchmark; not actual utility bills | ENERGY STAR Portfolio Manager Data Explorer / U.S. National Median EUI table
WI-MF-05 | Oak Street Lofts | Eau Claire | Eau Claire | WI | Multifamily | 2025-09 | 55886.0 | 760.0 | 8103.47 | 836.0 | 0.145 | 1.1 | Mixed / simulated | Simulated from ENERGY STAR multifamily EUI benchmark; not actual utility bills | ENERGY STAR Portfolio Manager Data Explorer / U.S. National Median EUI table
WI-MF-05 | Oak Street Lofts | Eau Claire | Eau Claire | WI | Multifamily | 2025-10 | 50104.0 | 1772.0 | 7265.08 | 1949.2 | 0.145 | 1.1 | Mixed / simulated | Simulated from ENERGY STAR multifamily EUI benchmark; not actual utility bills | ENERGY STAR Portfolio Manager Data Explorer / U.S. National Median EUI table
WI-MF-05 | Oak Street Lofts | Eau Claire | Eau Claire | WI | Multifamily | 2025-11 | 46893.0 | 2912.0 | 6799.48 | 3203.2 | 0.145 | 1.1 | Mixed / simulated | Simulated from ENERGY STAR multifamily EUI benchmark; not actual utility bills | ENERGY STAR Portfolio Manager Data Explorer / U.S. National Median EUI table
WI-MF-05 | Oak Street Lofts | Eau Claire | Eau Claire | WI | Multifamily | 2025-12 | 47535.0 | 3697.0 | 6892.57 | 4066.7 | 0.145 | 1.1 | Mixed / simulated | Simulated from ENERGY STAR multifamily EUI benchmark; not actual utility bills | ENERGY STAR Portfolio Manager Data Explorer / U.S. National Median EUI table
WI-MF-06 | South Park Apartments | Racine | Racine | WI | Multifamily | 2025-01 | 111590.0 | 14366.0 | 16180.55 | 15802.6 | 0.145 | 1.1 | Mixed / simulated | Simulated from ENERGY STAR multifamily EUI benchmark; not actual utility bills | ENERGY STAR Portfolio Manager Data Explorer / U.S. National Median EUI table
WI-MF-06 | South Park Apartments | Racine | Racine | WI | Multifamily | 2025-02 | 103221.0 | 12036.0 | 14967.04 | 13239.6 | 0.145 | 1.1 | Mixed / simulated | Simulated from ENERGY STAR multifamily EUI benchmark; not actual utility bills | ENERGY STAR Portfolio Manager Data Explorer / U.S. National Median EUI table
WI-MF-06 | South Park Apartments | Racine | Racine | WI | Multifamily | 2025-03 | 104616.0 | 10095.0 | 15169.32 | 11104.5 | 0.145 | 1.1 | Mixed / simulated | Simulated from ENERGY STAR multifamily EUI benchmark; not actual utility bills | ENERGY STAR Portfolio Manager Data Explorer / U.S. National Median EUI table
WI-MF-06 | South Park Apartments | Racine | Racine | WI | Multifamily | 2025-04 | 104616.0 | 6212.0 | 15169.32 | 6833.2 | 0.145 | 1.1 | Mixed / simulated | Simulated from ENERGY STAR multifamily EUI benchmark; not actual utility bills | ENERGY STAR Portfolio Manager Data Explorer / U.S. National Median EUI table
WI-MF-06 | South Park Apartments | Racine | Racine | WI | Multifamily | 2025-05 | 114380.0 | 3494.0 | 16585.1 | 3843.4 | 0.145 | 1.1 | Mixed / simulated | Simulated from ENERGY STAR multifamily EUI benchmark; not actual utility bills | ENERGY STAR Portfolio Manager Data Explorer / U.S. National Median EUI table
WI-MF-06 | South Park Apartments | Racine | Racine | WI | Multifamily | 2025-06 | 128328.0 | 1553.0 | 18607.56 | 1708.3 | 0.145 | 1.1 | Mixed / simulated | Simulated from ENERGY STAR multifamily EUI benchmark; not actual utility bills | ENERGY STAR Portfolio Manager Data Explorer / U.S. National Median EUI table
WI-MF-06 | South Park Apartments | Racine | Racine | WI | Multifamily | 2025-07 | 146462.0 | 932.0 | 21236.99 | 1025.2 | 0.145 | 1.1 | Mixed / simulated | Simulated from ENERGY STAR multifamily EUI benchmark; not actual utility bills | ENERGY STAR Portfolio Manager Data Explorer / U.S. National Median EUI table
WI-MF-06 | South Park Apartments | Racine | Racine | WI | Multifamily | 2025-08 | 146462.0 | 932.0 | 21236.99 | 1025.2 | 0.145 | 1.1 | Mixed / simulated | Simulated from ENERGY STAR multifamily EUI benchmark; not actual utility bills | ENERGY STAR Portfolio Manager Data Explorer / U.S. National Median EUI table
WI-MF-06 | South Park Apartments | Racine | Racine | WI | Multifamily | 2025-09 | 121354.0 | 2330.0 | 17596.33 | 2563.0 | 0.145 | 1.1 | Mixed / simulated | Simulated from ENERGY STAR multifamily EUI benchmark; not actual utility bills | ENERGY STAR Portfolio Manager Data Explorer / U.S. National Median EUI table
WI-MF-06 | South Park Apartments | Racine | Racine | WI | Multifamily | 2025-10 | 108800.0 | 5436.0 | 15776.0 | 5979.6 | 0.145 | 1.1 | Mixed / simulated | Simulated from ENERGY STAR multifamily EUI benchmark; not actual utility bills | ENERGY STAR Portfolio Manager Data Explorer / U.S. National Median EUI table
WI-MF-06 | South Park Apartments | Racine | Racine | WI | Multifamily | 2025-11 | 101826.0 | 8930.0 | 14764.77 | 9823.0 | 0.145 | 1.1 | Mixed / simulated | Simulated from ENERGY STAR multifamily EUI benchmark; not actual utility bills | ENERGY STAR Portfolio Manager Data Explorer / U.S. National Median EUI table
WI-MF-06 | South Park Apartments | Racine | Racine | WI | Multifamily | 2025-12 | 103221.0 | 11337.0 | 14967.04 | 12470.7 | 0.145 | 1.1 | Mixed / simulated | Simulated from ENERGY STAR multifamily EUI benchmark; not actual utility bills | ENERGY STAR Portfolio Manager Data Explorer / U.S. National Median EUI table
WI-MF-07 | Fox River Flats | Appleton | Outagamie | WI | Multifamily | 2025-01 | 72635.0 | 7206.0 | 10532.07 | 7926.6 | 0.145 | 1.1 | Mixed / simulated | Simulated from ENERGY STAR multifamily EUI benchmark; not actual utility bills | ENERGY STAR Portfolio Manager Data Explorer / U.S. National Median EUI table
WI-MF-07 | Fox River Flats | Appleton | Outagamie | WI | Multifamily | 2025-02 | 67188.0 | 6037.0 | 9742.26 | 6640.7 | 0.145 | 1.1 | Mixed / simulated | Simulated from ENERGY STAR multifamily EUI benchmark; not actual utility bills | ENERGY STAR Portfolio Manager Data Explorer / U.S. National Median EUI table
WI-MF-07 | Fox River Flats | Appleton | Outagamie | WI | Multifamily | 2025-03 | 68096.0 | 5064.0 | 9873.92 | 5570.4 | 0.145 | 1.1 | Mixed / simulated | Simulated from ENERGY STAR multifamily EUI benchmark; not actual utility bills | ENERGY STAR Portfolio Manager Data Explorer / U.S. National Median EUI table
WI-MF-07 | Fox River Flats | Appleton | Outagamie | WI | Multifamily | 2025-04 | 68096.0 | 3116.0 | 9873.92 | 3427.6 | 0.145 | 1.1 | Mixed / simulated | Simulated from ENERGY STAR multifamily EUI benchmark; not actual utility bills | ENERGY STAR Portfolio Manager Data Explorer / U.S. National Median EUI table
WI-MF-07 | Fox River Flats | Appleton | Outagamie | WI | Multifamily | 2025-05 | 74451.0 | 1753.0 | 10795.39 | 1928.3 | 0.145 | 1.1 | Mixed / simulated | Simulated from ENERGY STAR multifamily EUI benchmark; not actual utility bills | ENERGY STAR Portfolio Manager Data Explorer / U.S. National Median EUI table
WI-MF-07 | Fox River Flats | Appleton | Outagamie | WI | Multifamily | 2025-06 | 83531.0 | 779.0 | 12111.99 | 856.9 | 0.145 | 1.1 | Mixed / simulated | Simulated from ENERGY STAR multifamily EUI benchmark; not actual utility bills | ENERGY STAR Portfolio Manager Data Explorer / U.S. National Median EUI table
WI-MF-07 | Fox River Flats | Appleton | Outagamie | WI | Multifamily | 2025-07 | 95334.0 | 467.0 | 13823.43 | 513.7 | 0.145 | 1.1 | Mixed / simulated | Simulated from ENERGY STAR multifamily EUI benchmark; not actual utility bills | ENERGY STAR Portfolio Manager Data Explorer / U.S. National Median EUI table
WI-MF-07 | Fox River Flats | Appleton | Outagamie | WI | Multifamily | 2025-08 | 95334.0 | 467.0 | 13823.43 | 513.7 | 0.145 | 1.1 | Mixed / simulated | Simulated from ENERGY STAR multifamily EUI benchmark; not actual utility bills | ENERGY STAR Portfolio Manager Data Explorer / U.S. National Median EUI table
WI-MF-07 | Fox River Flats | Appleton | Outagamie | WI | Multifamily | 2025-09 | 78991.0 | 1169.0 | 11453.69 | 1285.9 | 0.145 | 1.1 | Mixed / simulated | Simulated from ENERGY STAR multifamily EUI benchmark; not actual utility bills | ENERGY STAR Portfolio Manager Data Explorer / U.S. National Median EUI table
WI-MF-07 | Fox River Flats | Appleton | Outagamie | WI | Multifamily | 2025-10 | 70819.0 | 2727.0 | 10268.75 | 2999.7 | 0.145 | 1.1 | Mixed / simulated | Simulated from ENERGY STAR multifamily EUI benchmark; not actual utility bills | ENERGY STAR Portfolio Manager Data Explorer / U.S. National Median EUI table
WI-MF-07 | Fox River Flats | Appleton | Outagamie | WI | Multifamily | 2025-11 | 66280.0 | 4479.0 | 9610.6 | 4926.9 | 0.145 | 1.1 | Mixed / simulated | Simulated from ENERGY STAR multifamily EUI benchmark; not actual utility bills | ENERGY STAR Portfolio Manager Data Explorer / U.S. National Median EUI table
WI-MF-07 | Fox River Flats | Appleton | Outagamie | WI | Multifamily | 2025-12 | 67188.0 | 5687.0 | 9742.26 | 6255.7 | 0.145 | 1.1 | Mixed / simulated | Simulated from ENERGY STAR multifamily EUI benchmark; not actual utility bills | ENERGY STAR Portfolio Manager Data Explorer / U.S. National Median EUI table
WI-MF-08 | Prairie View Residences | La Crosse | La Crosse | WI | Multifamily | 2025-01 | 60803.0 | 6904.0 | 8816.43 | 7594.4 | 0.145 | 1.1 | Mixed / simulated | Simulated from ENERGY STAR multifamily EUI benchmark; not actual utility bills | ENERGY STAR Portfolio Manager Data Explorer / U.S. National Median EUI table
WI-MF-08 | Prairie View Residences | La Crosse | La Crosse | WI | Multifamily | 2025-02 | 56243.0 | 5784.0 | 8155.23 | 6362.4 | 0.145 | 1.1 | Mixed / simulated | Simulated from ENERGY STAR multifamily EUI benchmark; not actual utility bills | ENERGY STAR Portfolio Manager Data Explorer / U.S. National Median EUI table
WI-MF-08 | Prairie View Residences | La Crosse | La Crosse | WI | Multifamily | 2025-03 | 57003.0 | 4851.0 | 8265.43 | 5336.1 | 0.145 | 1.1 | Mixed / simulated | Simulated from ENERGY STAR multifamily EUI benchmark; not actual utility bills | ENERGY STAR Portfolio Manager Data Explorer / U.S. National Median EUI table
WI-MF-08 | Prairie View Residences | La Crosse | La Crosse | WI | Multifamily | 2025-04 | 57003.0 | 2985.0 | 8265.43 | 3283.5 | 0.145 | 1.1 | Mixed / simulated | Simulated from ENERGY STAR multifamily EUI benchmark; not actual utility bills | ENERGY STAR Portfolio Manager Data Explorer / U.S. National Median EUI table
WI-MF-08 | Prairie View Residences | La Crosse | La Crosse | WI | Multifamily | 2025-05 | 62323.0 | 1679.0 | 9036.83 | 1846.9 | 0.145 | 1.1 | Mixed / simulated | Simulated from ENERGY STAR multifamily EUI benchmark; not actual utility bills | ENERGY STAR Portfolio Manager Data Explorer / U.S. National Median EUI table
WI-MF-08 | Prairie View Residences | La Crosse | La Crosse | WI | Multifamily | 2025-06 | 69924.0 | 746.0 | 10138.98 | 820.6 | 0.145 | 1.1 | Mixed / simulated | Simulated from ENERGY STAR multifamily EUI benchmark; not actual utility bills | ENERGY STAR Portfolio Manager Data Explorer / U.S. National Median EUI table
WI-MF-08 | Prairie View Residences | La Crosse | La Crosse | WI | Multifamily | 2025-07 | 79804.0 | 448.0 | 11571.58 | 492.8 | 0.145 | 1.1 | Mixed / simulated | Simulated from ENERGY STAR multifamily EUI benchmark; not actual utility bills | ENERGY STAR Portfolio Manager Data Explorer / U.S. National Median EUI table
WI-MF-08 | Prairie View Residences | La Crosse | La Crosse | WI | Multifamily | 2025-08 | 79804.0 | 448.0 | 11571.58 | 492.8 | 0.145 | 1.1 | Mixed / simulated | Simulated from ENERGY STAR multifamily EUI benchmark; not actual utility bills | ENERGY STAR Portfolio Manager Data Explorer / U.S. National Median EUI table
WI-MF-08 | Prairie View Residences | La Crosse | La Crosse | WI | Multifamily | 2025-09 | 66123.0 | 1120.0 | 9587.83 | 1232.0 | 0.145 | 1.1 | Mixed / simulated | Simulated from ENERGY STAR multifamily EUI benchmark; not actual utility bills | ENERGY STAR Portfolio Manager Data Explorer / U.S. National Median EUI table
WI-MF-08 | Prairie View Residences | La Crosse | La Crosse | WI | Multifamily | 2025-10 | 59283.0 | 2612.0 | 8596.03 | 2873.2 | 0.145 | 1.1 | Mixed / simulated | Simulated from ENERGY STAR multifamily EUI benchmark; not actual utility bills | ENERGY STAR Portfolio Manager Data Explorer / U.S. National Median EUI table
WI-MF-08 | Prairie View Residences | La Crosse | La Crosse | WI | Multifamily | 2025-11 | 55483.0 | 4292.0 | 8045.03 | 4721.2 | 0.145 | 1.1 | Mixed / simulated | Simulated from ENERGY STAR multifamily EUI benchmark; not actual utility bills | ENERGY STAR Portfolio Manager Data Explorer / U.S. National Median EUI table
WI-MF-08 | Prairie View Residences | La Crosse | La Crosse | WI | Multifamily | 2025-12 | 56243.0 | 5448.0 | 8155.23 | 5992.8 | 0.145 | 1.1 | Mixed / simulated | Simulated from ENERGY STAR multifamily EUI benchmark; not actual utility bills | ENERGY STAR Portfolio Manager Data Explorer / U.S. National Median EUI table
WI-MF-09 | Capitol Square Homes | Madison | Dane | WI | Multifamily | 2025-01 | 93532.0 | 7836.0 | 13562.14 | 8619.6 | 0.145 | 1.1 | Mixed / simulated | Simulated from ENERGY STAR multifamily EUI benchmark; not actual utility bills | ENERGY STAR Portfolio Manager Data Explorer / U.S. National Median EUI table
WI-MF-09 | Capitol Square Homes | Madison | Dane | WI | Multifamily | 2025-02 | 86517.0 | 6566.0 | 12544.96 | 7222.6 | 0.145 | 1.1 | Mixed / simulated | Simulated from ENERGY STAR multifamily EUI benchmark; not actual utility bills | ENERGY STAR Portfolio Manager Data Explorer / U.S. National Median EUI table
WI-MF-09 | Capitol Square Homes | Madison | Dane | WI | Multifamily | 2025-03 | 87686.0 | 5507.0 | 12714.47 | 6057.7 | 0.145 | 1.1 | Mixed / simulated | Simulated from ENERGY STAR multifamily EUI benchmark; not actual utility bills | ENERGY STAR Portfolio Manager Data Explorer / U.S. National Median EUI table
WI-MF-09 | Capitol Square Homes | Madison | Dane | WI | Multifamily | 2025-04 | 87686.0 | 3389.0 | 12714.47 | 3727.9 | 0.145 | 1.1 | Mixed / simulated | Simulated from ENERGY STAR multifamily EUI benchmark; not actual utility bills | ENERGY STAR Portfolio Manager Data Explorer / U.S. National Median EUI table
WI-MF-09 | Capitol Square Homes | Madison | Dane | WI | Multifamily | 2025-05 | 95870.0 | 1906.0 | 13901.15 | 2096.6 | 0.145 | 1.1 | Mixed / simulated | Simulated from ENERGY STAR multifamily EUI benchmark; not actual utility bills | ENERGY STAR Portfolio Manager Data Explorer / U.S. National Median EUI table
WI-MF-09 | Capitol Square Homes | Madison | Dane | WI | Multifamily | 2025-06 | 107561.0 | 847.0 | 15596.34 | 931.7 | 0.145 | 1.1 | Mixed / simulated | Simulated from ENERGY STAR multifamily EUI benchmark; not actual utility bills | ENERGY STAR Portfolio Manager Data Explorer / U.S. National Median EUI table
WI-MF-09 | Capitol Square Homes | Madison | Dane | WI | Multifamily | 2025-07 | 122760.0 | 508.0 | 17800.2 | 558.8 | 0.145 | 1.1 | Mixed / simulated | Simulated from ENERGY STAR multifamily EUI benchmark; not actual utility bills | ENERGY STAR Portfolio Manager Data Explorer / U.S. National Median EUI table
WI-MF-09 | Capitol Square Homes | Madison | Dane | WI | Multifamily | 2025-08 | 122760.0 | 508.0 | 17800.2 | 558.8 | 0.145 | 1.1 | Mixed / simulated | Simulated from ENERGY STAR multifamily EUI benchmark; not actual utility bills | ENERGY STAR Portfolio Manager Data Explorer / U.S. National Median EUI table
WI-MF-09 | Capitol Square Homes | Madison | Dane | WI | Multifamily | 2025-09 | 101716.0 | 1271.0 | 14748.82 | 1398.1 | 0.145 | 1.1 | Mixed / simulated | Simulated from ENERGY STAR multifamily EUI benchmark; not actual utility bills | ENERGY STAR Portfolio Manager Data Explorer / U.S. National Median EUI table
WI-MF-09 | Capitol Square Homes | Madison | Dane | WI | Multifamily | 2025-10 | 91193.0 | 2965.0 | 13222.98 | 3261.5 | 0.145 | 1.1 | Mixed / simulated | Simulated from ENERGY STAR multifamily EUI benchmark; not actual utility bills | ENERGY STAR Portfolio Manager Data Explorer / U.S. National Median EUI table
WI-MF-09 | Capitol Square Homes | Madison | Dane | WI | Multifamily | 2025-11 | 85348.0 | 4871.0 | 12375.46 | 5358.1 | 0.145 | 1.1 | Mixed / simulated | Simulated from ENERGY STAR multifamily EUI benchmark; not actual utility bills | ENERGY STAR Portfolio Manager Data Explorer / U.S. National Median EUI table
WI-MF-09 | Capitol Square Homes | Madison | Dane | WI | Multifamily | 2025-12 | 86517.0 | 6184.0 | 12544.96 | 6802.4 | 0.145 | 1.1 | Mixed / simulated | Simulated from ENERGY STAR multifamily EUI benchmark; not actual utility bills | ENERGY STAR Portfolio Manager Data Explorer / U.S. National Median EUI table
WI-MF-10 | Harbor Point Apartments | Kenosha | Kenosha | WI | Multifamily | 2025-01 | 89668.0 | 11543.0 | 13001.86 | 12697.3 | 0.145 | 1.1 | Mixed / simulated | Simulated from ENERGY STAR multifamily EUI benchmark; not actual utility bills | ENERGY STAR Portfolio Manager Data Explorer / U.S. National Median EUI table
WI-MF-10 | Harbor Point Apartments | Kenosha | Kenosha | WI | Multifamily | 2025-02 | 82942.0 | 9672.0 | 12026.59 | 10639.2 | 0.145 | 1.1 | Mixed / simulated | Simulated from ENERGY STAR multifamily EUI benchmark; not actual utility bills | ENERGY STAR Portfolio Manager Data Explorer / U.S. National Median EUI table
WI-MF-10 | Harbor Point Apartments | Kenosha | Kenosha | WI | Multifamily | 2025-03 | 84063.0 | 8112.0 | 12189.13 | 8923.2 | 0.145 | 1.1 | Mixed / simulated | Simulated from ENERGY STAR multifamily EUI benchmark; not actual utility bills | ENERGY STAR Portfolio Manager Data Explorer / U.S. National Median EUI table
WI-MF-10 | Harbor Point Apartments | Kenosha | Kenosha | WI | Multifamily | 2025-04 | 84063.0 | 4992.0 | 12189.13 | 5491.2 | 0.145 | 1.1 | Mixed / simulated | Simulated from ENERGY STAR multifamily EUI benchmark; not actual utility bills | ENERGY STAR Portfolio Manager Data Explorer / U.S. National Median EUI table
WI-MF-10 | Harbor Point Apartments | Kenosha | Kenosha | WI | Multifamily | 2025-05 | 91909.0 | 2808.0 | 13326.8 | 3088.8 | 0.145 | 1.1 | Mixed / simulated | Simulated from ENERGY STAR multifamily EUI benchmark; not actual utility bills | ENERGY STAR Portfolio Manager Data Explorer / U.S. National Median EUI table
WI-MF-10 | Harbor Point Apartments | Kenosha | Kenosha | WI | Multifamily | 2025-06 | 103118.0 | 1248.0 | 14952.11 | 1372.8 | 0.145 | 1.1 | Mixed / simulated | Simulated from ENERGY STAR multifamily EUI benchmark; not actual utility bills | ENERGY STAR Portfolio Manager Data Explorer / U.S. National Median EUI table
WI-MF-10 | Harbor Point Apartments | Kenosha | Kenosha | WI | Multifamily | 2025-07 | 117689.0 | 749.0 | 17064.9 | 823.9 | 0.145 | 1.1 | Mixed / simulated | Simulated from ENERGY STAR multifamily EUI benchmark; not actual utility bills | ENERGY STAR Portfolio Manager Data Explorer / U.S. National Median EUI table
WI-MF-10 | Harbor Point Apartments | Kenosha | Kenosha | WI | Multifamily | 2025-08 | 117689.0 | 749.0 | 17064.9 | 823.9 | 0.145 | 1.1 | Mixed / simulated | Simulated from ENERGY STAR multifamily EUI benchmark; not actual utility bills | ENERGY STAR Portfolio Manager Data Explorer / U.S. National Median EUI table
WI-MF-10 | Harbor Point Apartments | Kenosha | Kenosha | WI | Multifamily | 2025-09 | 97513.0 | 1872.0 | 14139.38 | 2059.2 | 0.145 | 1.1 | Mixed / simulated | Simulated from ENERGY STAR multifamily EUI benchmark; not actual utility bills | ENERGY STAR Portfolio Manager Data Explorer / U.S. National Median EUI table
WI-MF-10 | Harbor Point Apartments | Kenosha | Kenosha | WI | Multifamily | 2025-10 | 87426.0 | 4368.0 | 12676.77 | 4804.8 | 0.145 | 1.1 | Mixed / simulated | Simulated from ENERGY STAR multifamily EUI benchmark; not actual utility bills | ENERGY STAR Portfolio Manager Data Explorer / U.S. National Median EUI table
WI-MF-10 | Harbor Point Apartments | Kenosha | Kenosha | WI | Multifamily | 2025-11 | 81822.0 | 7176.0 | 11864.19 | 7893.6 | 0.145 | 1.1 | Mixed / simulated | Simulated from ENERGY STAR multifamily EUI benchmark; not actual utility bills | ENERGY STAR Portfolio Manager Data Explorer / U.S. National Median EUI table
WI-MF-10 | Harbor Point Apartments | Kenosha | Kenosha | WI | Multifamily | 2025-12 | 82942.0 | 9110.0 | 12026.59 | 10021.0 | 0.145 | 1.1 | Mixed / simulated | Simulated from ENERGY STAR multifamily EUI benchmark; not actual utility bills | ENERGY STAR Portfolio Manager Data Explorer / U.S. National Median EUI table

## 03_water_monthly
property_id | property_name | city | county | month | water_gallons | water_cost_usd | sewer_cost_usd | irrigation_included | owner_or_tenant_paid | data_quality | notes
WI-MF-01 | Riverbend Apartments | Madison | Dane | 2025-01-01 | 803652.0 | 3544.11 | 4303.56 | No | Owner/Paid by property | Actual | Simulated using EPA 82 gal/person/day reference; replace with water bills/Portfolio Manager export for real diligence.
WI-MF-01 | Riverbend Apartments | Madison | Dane | 2025-02-01 | 664746.0 | 2931.53 | 3559.71 | No | Owner/Paid by property | Actual | Simulated using EPA 82 gal/person/day reference; replace with water bills/Portfolio Manager export for real diligence.
WI-MF-01 | Riverbend Apartments | Madison | Dane | 2025-03-01 | 808895.0 | 3567.23 | 4331.63 | No | Owner/Paid by property | Actual | Simulated using EPA 82 gal/person/day reference; replace with water bills/Portfolio Manager export for real diligence.
WI-MF-01 | Riverbend Apartments | Madison | Dane | 2025-04-01 | 804546.0 | 3548.05 | 4308.34 | No | Owner/Paid by property | Actual | Simulated using EPA 82 gal/person/day reference; replace with water bills/Portfolio Manager export for real diligence.
WI-MF-01 | Riverbend Apartments | Madison | Dane | 2025-05-01 | 923382.0 | 4072.12 | 4944.71 | Yes | Owner/Paid by property | Actual | Simulated using EPA 82 gal/person/day reference; replace with water bills/Portfolio Manager export for real diligence.
WI-MF-01 | Riverbend Apartments | Madison | Dane | 2025-06-01 | 1018532.0 | 4491.73 | 5454.24 | Yes | Owner/Paid by property | Actual | Simulated using EPA 82 gal/person/day reference; replace with water bills/Portfolio Manager export for real diligence.
WI-MF-01 | Riverbend Apartments | Madison | Dane | 2025-07-01 | 1133183.0 | 4997.34 | 6068.2 | Yes | Owner/Paid by property | Actual | Simulated using EPA 82 gal/person/day reference; replace with water bills/Portfolio Manager export for real diligence.
WI-MF-01 | Riverbend Apartments | Madison | Dane | 2025-08-01 | 1053458.0 | 4645.75 | 5641.27 | Yes | Owner/Paid by property | Actual | Simulated using EPA 82 gal/person/day reference; replace with water bills/Portfolio Manager export for real diligence.
WI-MF-01 | Riverbend Apartments | Madison | Dane | 2025-09-01 | 899219.0 | 3965.55 | 4815.32 | Yes | Owner/Paid by property | Actual | Simulated using EPA 82 gal/person/day reference; replace with water bills/Portfolio Manager export for real diligence.
WI-MF-01 | Riverbend Apartments | Madison | Dane | 2025-10-01 | 836618.0 | 3689.49 | 4480.09 | No | Owner/Paid by property | Actual | Simulated using EPA 82 gal/person/day reference; replace with water bills/Portfolio Manager export for real diligence.
WI-MF-01 | Riverbend Apartments | Madison | Dane | 2025-11-01 | 771455.0 | 3402.12 | 4131.14 | No | Owner/Paid by property | Actual | Simulated using EPA 82 gal/person/day reference; replace with water bills/Portfolio Manager export for real diligence.
WI-MF-01 | Riverbend Apartments | Madison | Dane | 2025-12-01 | 804837.0 | 3549.33 | 4309.9 | No | Owner/Paid by property | Actual | Simulated using EPA 82 gal/person/day reference; replace with water bills/Portfolio Manager export for real diligence.
WI-MF-02 | Lakeview Terrace | Milwaukee | Milwaukee | 2025-01-01 | 1236953.0 | 5818.63 | 7065.47 | No | Owner/Paid by property | Actual | Simulated using EPA 82 gal/person/day reference; replace with water bills/Portfolio Manager export for real diligence.
WI-MF-02 | Lakeview Terrace | Milwaukee | Milwaukee | 2025-02-01 | 1082003.0 | 5089.74 | 6180.4 | No | Owner/Paid by property | Actual | Simulated using EPA 82 gal/person/day reference; replace with water bills/Portfolio Manager export for real diligence.
WI-MF-02 | Lakeview Terrace | Milwaukee | Milwaukee | 2025-03-01 | 1334932.0 | 6279.52 | 7625.13 | No | Owner/Paid by property | Actual | Simulated using EPA 82 gal/person/day reference; replace with water bills/Portfolio Manager export for real diligence.
WI-MF-02 | Lakeview Terrace | Milwaukee | Milwaukee | 2025-04-01 | 1322978.0 | 6223.29 | 7556.85 | No | Owner/Paid by property | Actual | Simulated using EPA 82 gal/person/day reference; replace with water bills/Portfolio Manager export for real diligence.
WI-MF-02 | Lakeview Terrace | Milwaukee | Milwaukee | 2025-05-01 | 1431559.0 | 6734.05 | 8177.06 | Yes | Owner/Paid by property | Actual | Simulated using EPA 82 gal/person/day reference; replace with water bills/Portfolio Manager export for real diligence.
WI-MF-02 | Lakeview Terrace | Milwaukee | Milwaukee | 2025-06-01 | 1627353.0 | 7655.07 | 9295.44 | Yes | Owner/Paid by property | Actual | Simulated using EPA 82 gal/person/day reference; replace with water bills/Portfolio Manager export for real diligence.
WI-MF-02 | Lakeview Terrace | Milwaukee | Milwaukee | 2025-07-01 | 1811279.0 | 8520.26 | 10346.03 | Yes | Owner/Paid by property | Actual | Simulated using EPA 82 gal/person/day reference; replace with water bills/Portfolio Manager export for real diligence.
WI-MF-02 | Lakeview Terrace | Milwaukee | Milwaukee | 2025-08-01 | 1683575.0 | 7919.54 | 9616.58 | Yes | Owner/Paid by property | Actual | Simulated using EPA 82 gal/person/day reference; replace with water bills/Portfolio Manager export for real diligence.
WI-MF-02 | Lakeview Terrace | Milwaukee | Milwaukee | 2025-09-01 | 1484517.0 | 6983.17 | 8479.56 | Yes | Owner/Paid by property | Actual | Simulated using EPA 82 gal/person/day reference; replace with water bills/Portfolio Manager export for real diligence.
WI-MF-02 | Lakeview Terrace | Milwaukee | Milwaukee | 2025-10-01 | 1409889.0 | 6632.12 | 8053.29 | No | Owner/Paid by property | Actual | Simulated using EPA 82 gal/person/day reference; replace with water bills/Portfolio Manager export for real diligence.
WI-MF-02 | Lakeview Terrace | Milwaukee | Milwaukee | 2025-11-01 | 1225836.0 | 5766.33 | 7001.98 | No | Owner/Paid by property | Estimated | Simulated using EPA 82 gal/person/day reference; replace with water bills/Portfolio Manager export for real diligence.
WI-MF-02 | Lakeview Terrace | Milwaukee | Milwaukee | 2025-12-01 | 1262071.0 | 5936.78 | 7208.95 | No | Owner/Paid by property | Actual | Simulated using EPA 82 gal/person/day reference; replace with water bills/Portfolio Manager export for real diligence.
WI-MF-03 | Northside Commons | Green Bay | Brown | 2025-01-01 | 707765.0 | 2913.16 | 3537.41 | No | Owner/Paid by property | Actual | Simulated using EPA 82 gal/person/day reference; replace with water bills/Portfolio Manager export for real diligence.
WI-MF-03 | Northside Commons | Green Bay | Brown | 2025-02-01 | 585736.0 | 2410.89 | 2927.51 | No | Owner/Paid by property | Actual | Simulated using EPA 82 gal/person/day reference; replace with water bills/Portfolio Manager export for real diligence.
WI-MF-03 | Northside Commons | Green Bay | Brown | 2025-03-01 | 687990.0 | 2831.77 | 3438.58 | No | Owner/Paid by property | Actual | Simulated using EPA 82 gal/person/day reference; replace with water bills/Portfolio Manager export for real diligence.
WI-MF-03 | Northside Commons | Green Bay | Brown | 2025-04-01 | 687019.0 | 2827.77 | 3433.72 | No | Owner/Paid by property | Actual | Simulated using EPA 82 gal/person/day reference; replace with water bills/Portfolio Manager export for real diligence.
WI-MF-03 | Northside Commons | Green Bay | Brown | 2025-05-01 | 801764.0 | 3300.06 | 4007.21 | Yes | Owner/Paid by property | Actual | Simulated using EPA 82 gal/person/day reference; replace with water bills/Portfolio Manager export for real diligence.
WI-MF-03 | Northside Commons | Green Bay | Brown | 2025-06-01 | 873243.0 | 3594.27 | 4364.47 | Yes | Owner/Paid by property | Actual | Simulated using EPA 82 gal/person/day reference; replace with water bills/Portfolio Manager export for real diligence.
WI-MF-03 | Northside Commons | Green Bay | Brown | 2025-07-01 | 970808.0 | 3995.85 | 4852.1 | Yes | Owner/Paid by property | Actual | Simulated using EPA 82 gal/person/day reference; replace with water bills/Portfolio Manager export for real diligence.
WI-MF-03 | Northside Commons | Green Bay | Brown | 2025-08-01 | 949829.0 | 3909.5 | 4747.24 | Yes | Owner/Paid by property | Actual | Simulated using EPA 82 gal/person/day reference; replace with water bills/Portfolio Manager export for real diligence.
WI-MF-03 | Northside Commons | Green Bay | Brown | 2025-09-01 | 781093.0 | 3214.98 | 3903.9 | Yes | Owner/Paid by property | Actual | Simulated using EPA 82 gal/person/day reference; replace with water bills/Portfolio Manager export for real diligence.
WI-MF-03 | Northside Commons | Green Bay | Brown | 2025-10-01 | 770139.0 | 3169.89 | 3849.16 | No | Owner/Paid by property | Actual | Simulated using EPA 82 gal/person/day reference; replace with water bills/Portfolio Manager export for real diligence.
WI-MF-03 | Northside Commons | Green Bay | Brown | 2025-11-01 | 672355.0 | 2767.41 | 3360.43 | No | Owner/Paid by property | Actual | Simulated using EPA 82 gal/person/day reference; replace with water bills/Portfolio Manager export for real diligence.
WI-MF-03 | Northside Commons | Green Bay | Brown | 2025-12-01 | 695795.0 | 2863.89 | 3477.59 | No | Owner/Paid by property | Actual | Simulated using EPA 82 gal/person/day reference; replace with water bills/Portfolio Manager export for real diligence.
WI-MF-04 | Badger Ridge Homes | Wausau | Marathon | 2025-01-01 | 644013.0 | 2542.56 | 3087.4 | No | Owner/Paid by property | Actual | Simulated using EPA 82 gal/person/day reference; replace with water bills/Portfolio Manager export for real diligence.
WI-MF-04 | Badger Ridge Homes | Wausau | Marathon | 2025-02-01 | 548370.0 | 2164.96 | 2628.88 | No | Owner/Paid by property | Actual | Simulated using EPA 82 gal/person/day reference; replace with water bills/Portfolio Manager export for real diligence.
WI-MF-04 | Badger Ridge Homes | Wausau | Marathon | 2025-03-01 | 666483.0 | 2631.28 | 3195.12 | No | Owner/Paid by property | Actual | Simulated using EPA 82 gal/person/day reference; replace with water bills/Portfolio Manager export for real diligence.
WI-MF-04 | Badger Ridge Homes | Wausau | Marathon | 2025-04-01 | 652435.0 | 2575.81 | 3127.77 | No | Owner/Paid by property | Actual | Simulated using EPA 82 gal/person/day reference; replace with water bills/Portfolio Manager export for real diligence.
WI-MF-04 | Badger Ridge Homes | Wausau | Marathon | 2025-05-01 | 728737.0 | 2877.05 | 3493.56 | Yes | Owner/Paid by property | Actual | Simulated using EPA 82 gal/person/day reference; replace with water bills/Portfolio Manager export for real diligence.
WI-MF-04 | Badger Ridge Homes | Wausau | Marathon | 2025-06-01 | 737280.0 | 2910.78 | 3534.52 | Yes | Owner/Paid by property | Actual | Simulated using EPA 82 gal/person/day reference; replace with water bills/Portfolio Manager export for real diligence.
WI-MF-04 | Badger Ridge Homes | Wausau | Marathon | 2025-07-01 | 818869.0 | 3232.89 | 3925.66 | Yes | Owner/Paid by property | Actual | Simulated using EPA 82 gal/person/day reference; replace with water bills/Portfolio Manager export for real diligence.
WI-MF-04 | Badger Ridge Homes | Wausau | Marathon | 2025-08-01 | 808979.0 | 3193.85 | 3878.24 | Yes | Owner/Paid by property | Actual | Simulated using EPA 82 gal/person/day reference; replace with water bills/Portfolio Manager export for real diligence.
WI-MF-04 | Badger Ridge Homes | Wausau | Marathon | 2025-09-01 | 694102.0 | 2740.32 | 3327.53 | Yes | Owner/Paid by property | Actual | Simulated using EPA 82 gal/person/day reference; replace with water bills/Portfolio Manager export for real diligence.
WI-MF-04 | Badger Ridge Homes | Wausau | Marathon | 2025-10-01 | 671438.0 | 2650.84 | 3218.87 | No | Owner/Paid by property | Actual | Simulated using EPA 82 gal/person/day reference; replace with water bills/Portfolio Manager export for real diligence.
WI-MF-04 | Badger Ridge Homes | Wausau | Marathon | 2025-11-01 | 605050.0 | 2388.74 | 2900.61 | No | Owner/Paid by property | Actual | Simulated using EPA 82 gal/person/day reference; replace with water bills/Portfolio Manager export for real diligence.
WI-MF-04 | Badger Ridge Homes | Wausau | Marathon | 2025-12-01 | 626450.0 | 2473.23 | 3003.2 | No | Owner/Paid by property | Actual | Simulated using EPA 82 gal/person/day reference; replace with water bills/Portfolio Manager export for real diligence.
WI-MF-05 | Oak Street Lofts | Eau Claire | Eau Claire | 2025-01-01 | 400067.0 | 1613.07 | 1958.73 | No | Owner/Paid by property | Actual | Simulated using EPA 82 gal/person/day reference; replace with water bills/Portfolio Manager export for real diligence.
WI-MF-05 | Oak Street Lofts | Eau Claire | Eau Claire | 2025-02-01 | 339149.0 | 1367.45 | 1660.47 | No | Owner/Paid by property | Actual | Simulated using EPA 82 gal/person/day reference; replace with water bills/Portfolio Manager export for real diligence.
WI-MF-05 | Oak Street Lofts | Eau Claire | Eau Claire | 2025-03-01 | 405507.0 | 1635.01 | 1985.36 | No | Owner/Paid by property | Actual | Simulated using EPA 82 gal/person/day reference; replace with water bills/Portfolio Manager export for real diligence.
WI-MF-05 | Oak Street Lofts | Eau Claire | Eau Claire | 2025-04-01 | 400224.0 | 1613.7 | 1959.5 | No | Owner/Paid by property | Actual | Simulated using EPA 82 gal/person/day reference; replace with water bills/Portfolio Manager export for real diligence.
WI-MF-05 | Oak Street Lofts | Eau Claire | Eau Claire | 2025-05-01 | 444925.0 | 1793.94 | 2178.35 | Yes | Owner/Paid by property | Actual | Simulated using EPA 82 gal/person/day reference; replace with water bills/Portfolio Manager export for real diligence.
WI-MF-05 | Oak Street Lofts | Eau Claire | Eau Claire | 2025-06-01 | 494052.0 | 1992.02 | 2418.88 | Yes | Owner/Paid by property | Actual | Simulated using EPA 82 gal/person/day reference; replace with water bills/Portfolio Manager export for real diligence.
WI-MF-05 | Oak Street Lofts | Eau Claire | Eau Claire | 2025-07-01 | 530978.0 | 2140.91 | 2599.67 | Yes | Owner/Paid by property | Actual | Simulated using EPA 82 gal/person/day reference; replace with water bills/Portfolio Manager export for real diligence.
WI-MF-05 | Oak Street Lofts | Eau Claire | Eau Claire | 2025-08-01 | 520866.0 | 2100.13 | 2550.16 | Yes | Owner/Paid by property | Actual | Simulated using EPA 82 gal/person/day reference; replace with water bills/Portfolio Manager export for real diligence.
WI-MF-05 | Oak Street Lofts | Eau Claire | Eau Claire | 2025-09-01 | 439854.0 | 1773.49 | 2153.53 | Yes | Owner/Paid by property | Actual | Simulated using EPA 82 gal/person/day reference; replace with water bills/Portfolio Manager export for real diligence.
WI-MF-05 | Oak Street Lofts | Eau Claire | Eau Claire | 2025-10-01 | 437673.0 | 1764.7 | 2142.85 | No | Owner/Paid by property | Actual | Simulated using EPA 82 gal/person/day reference; replace with water bills/Portfolio Manager export for real diligence.
WI-MF-05 | Oak Street Lofts | Eau Claire | Eau Claire | 2025-11-01 | 382624.0 | 1542.74 | 1873.33 | No | Owner/Paid by property | Actual | Simulated using EPA 82 gal/person/day reference; replace with water bills/Portfolio Manager export for real diligence.
WI-MF-05 | Oak Street Lofts | Eau Claire | Eau Claire | 2025-12-01 | 397231.0 | 1601.63 | 1944.84 | No | Owner/Paid by property | Actual | Simulated using EPA 82 gal/person/day reference; replace with water bills/Portfolio Manager export for real diligence.
WI-MF-06 | South Park Apartments | Racine | Racine | 2025-01-01 | 1138094.0 | 5162.39 | 6268.62 | No | Owner/Paid by property | Actual | Simulated using EPA 82 gal/person/day reference; replace with water bills/Portfolio Manager export for real diligence.
WI-MF-06 | South Park Apartments | Racine | Racine | 2025-02-01 | 940802.0 | 4267.48 | 5181.94 | No | Owner/Paid by property | Estimated | Simulated using EPA 82 gal/person/day reference; replace with water bills/Portfolio Manager export for real diligence.
WI-MF-06 | South Park Apartments | Racine | Racine | 2025-03-01 | 1117983.0 | 5071.17 | 6157.85 | No | Owner/Paid by property | Estimated | Simulated using EPA 82 gal/person/day reference; replace with water bills/Portfolio Manager export for real diligence.
WI-MF-06 | South Park Apartments | Racine | Racine | 2025-04-01 | 1148999.0 | 5211.86 | 6328.69 | No | Owner/Paid by property | Actual | Simulated using EPA 82 gal/person/day reference; replace with water bills/Portfolio Manager export for real diligence.
WI-MF-06 | South Park Apartments | Racine | Racine | 2025-05-01 | 1286017.0 | 5833.37 | 7083.38 | Yes | Owner/Paid by property | Actual | Simulated using EPA 82 gal/person/day reference; replace with water bills/Portfolio Manager export for real diligence.
WI-MF-06 | South Park Apartments | Racine | Racine | 2025-06-01 | 1417888.0 | 6431.54 | 7809.73 | Yes | Owner/Paid by property | Actual | Simulated using EPA 82 gal/person/day reference; replace with water bills/Portfolio Manager export for real diligence.
WI-MF-06 | South Park Apartments | Racine | Racine | 2025-07-01 | 1495952.0 | 6785.64 | 8239.7 | Yes | Owner/Paid by property | Actual | Simulated using EPA 82 gal/person/day reference; replace with water bills/Portfolio Manager export for real diligence.
WI-MF-06 | South Park Apartments | Racine | Racine | 2025-08-01 | 1450750.0 | 6580.6 | 7990.73 | Yes | Owner/Paid by property | Actual | Simulated using EPA 82 gal/person/day reference; replace with water bills/Portfolio Manager export for real diligence.
WI-MF-06 | South Park Apartments | Racine | Racine | 2025-09-01 | 1233940.0 | 5597.15 | 6796.54 | Yes | Owner/Paid by property | Actual | Simulated using EPA 82 gal/person/day reference; replace with water bills/Portfolio Manager export for real diligence.
WI-MF-06 | South Park Apartments | Racine | Racine | 2025-10-01 | 1176627.0 | 5337.18 | 6480.86 | No | Owner/Paid by property | Actual | Simulated using EPA 82 gal/person/day reference; replace with water bills/Portfolio Manager export for real diligence.
WI-MF-06 | South Park Apartments | Racine | Racine | 2025-11-01 | 1066028.0 | 4835.5 | 5871.68 | No | Owner/Paid by property | Actual | Simulated using EPA 82 gal/person/day reference; replace with water bills/Portfolio Manager export for real diligence.
WI-MF-06 | South Park Apartments | Racine | Racine | 2025-12-01 | 1146835.0 | 5202.04 | 6316.77 | No | Owner/Paid by property | Actual | Simulated using EPA 82 gal/person/day reference; replace with water bills/Portfolio Manager export for real diligence.
WI-MF-07 | Fox River Flats | Appleton | Outagamie | 2025-01-01 | 592304.0 | 2413.05 | 2930.13 | No | Owner/Paid by property | Actual | Simulated using EPA 82 gal/person/day reference; replace with water bills/Portfolio Manager export for real diligence.
WI-MF-07 | Fox River Flats | Appleton | Outagamie | 2025-02-01 | 492120.0 | 2004.9 | 2434.52 | No | Owner/Paid by property | Actual | Simulated using EPA 82 gal/person/day reference; replace with water bills/Portfolio Manager export for real diligence.
WI-MF-07 | Fox River Flats | Appleton | Outagamie | 2025-03-01 | 602402.0 | 2454.19 | 2980.08 | No | Owner/Paid by property | Actual | Simulated using EPA 82 gal/person/day reference; replace with water bills/Portfolio Manager export for real diligence.
WI-MF-07 | Fox River Flats | Appleton | Outagamie | 2025-04-01 | 590560.0 | 2405.94 | 2921.5 | No | Owner/Paid by property | Actual | Simulated using EPA 82 gal/person/day reference; replace with water bills/Portfolio Manager export for real diligence.
WI-MF-07 | Fox River Flats | Appleton | Outagamie | 2025-05-01 | 677759.0 | 2761.19 | 3352.88 | Yes | Owner/Paid by property | Actual | Simulated using EPA 82 gal/person/day reference; replace with water bills/Portfolio Manager export for real diligence.
WI-MF-07 | Fox River Flats | Appleton | Outagamie | 2025-06-01 | 727418.0 | 2963.5 | 3598.54 | Yes | Owner/Paid by property | Actual | Simulated using EPA 82 gal/person/day reference; replace with water bills/Portfolio Manager export for real diligence.
WI-MF-07 | Fox River Flats | Appleton | Outagamie | 2025-07-01 | 786560.0 | 3204.45 | 3891.11 | Yes | Owner/Paid by property | Actual | Simulated using EPA 82 gal/person/day reference; replace with water bills/Portfolio Manager export for real diligence.
WI-MF-07 | Fox River Flats | Appleton | Outagamie | 2025-08-01 | 772661.0 | 3147.82 | 3822.35 | Yes | Owner/Paid by property | Actual | Simulated using EPA 82 gal/person/day reference; replace with water bills/Portfolio Manager export for real diligence.
WI-MF-07 | Fox River Flats | Appleton | Outagamie | 2025-09-01 | 658428.0 | 2682.43 | 3257.24 | Yes | Owner/Paid by property | Actual | Simulated using EPA 82 gal/person/day reference; replace with water bills/Portfolio Manager export for real diligence.
WI-MF-07 | Fox River Flats | Appleton | Outagamie | 2025-10-01 | 616865.0 | 2513.11 | 3051.63 | No | Owner/Paid by property | Actual | Simulated using EPA 82 gal/person/day reference; replace with water bills/Portfolio Manager export for real diligence.
WI-MF-07 | Fox River Flats | Appleton | Outagamie | 2025-11-01 | 574003.0 | 2338.49 | 2839.59 | No | Owner/Paid by property | Actual | Simulated using EPA 82 gal/person/day reference; replace with water bills/Portfolio Manager export for real diligence.
WI-MF-07 | Fox River Flats | Appleton | Outagamie | 2025-12-01 | 599618.0 | 2442.84 | 2966.31 | No | Owner/Paid by property | Actual | Simulated using EPA 82 gal/person/day reference; replace with water bills/Portfolio Manager export for real diligence.
WI-MF-08 | Prairie View Residences | La Crosse | La Crosse | 2025-01-01 | 525236.0 | 2095.69 | 2544.77 | No | Owner/Paid by property | Actual | Simulated using EPA 82 gal/person/day reference; replace with water bills/Portfolio Manager export for real diligence.
WI-MF-08 | Prairie View Residences | La Crosse | La Crosse | 2025-02-01 | 448020.0 | 1787.6 | 2170.66 | No | Owner/Paid by property | Actual | Simulated using EPA 82 gal/person/day reference; replace with water bills/Portfolio Manager export for real diligence.
WI-MF-08 | Prairie View Residences | La Crosse | La Crosse | 2025-03-01 | 565233.0 | 2255.28 | 2738.55 | No | Owner/Paid by property | Actual | Simulated using EPA 82 gal/person/day reference; replace with water bills/Portfolio Manager export for real diligence.
WI-MF-08 | Prairie View Residences | La Crosse | La Crosse | 2025-04-01 | 545646.0 | 2177.13 | 2643.65 | No | Owner/Paid by property | Actual | Simulated using EPA 82 gal/person/day reference; replace with water bills/Portfolio Manager export for real diligence.
WI-MF-08 | Prairie View Residences | La Crosse | La Crosse | 2025-05-01 | 574689.0 | 2293.01 | 2784.37 | Yes | Owner/Paid by property | Estimated | Simulated using EPA 82 gal/person/day reference; replace with water bills/Portfolio Manager export for real diligence.
WI-MF-08 | Prairie View Residences | La Crosse | La Crosse | 2025-06-01 | 619587.0 | 2472.15 | 3001.9 | Yes | Owner/Paid by property | Actual | Simulated using EPA 82 gal/person/day reference; replace with water bills/Portfolio Manager export for real diligence.
WI-MF-08 | Prairie View Residences | La Crosse | La Crosse | 2025-07-01 | 682282.0 | 2722.3 | 3305.65 | Yes | Owner/Paid by property | Actual | Simulated using EPA 82 gal/person/day reference; replace with water bills/Portfolio Manager export for real diligence.
WI-MF-08 | Prairie View Residences | La Crosse | La Crosse | 2025-08-01 | 696104.0 | 2777.46 | 3372.63 | Yes | Owner/Paid by property | Actual | Simulated using EPA 82 gal/person/day reference; replace with water bills/Portfolio Manager export for real diligence.
WI-MF-08 | Prairie View Residences | La Crosse | La Crosse | 2025-09-01 | 613210.0 | 2446.71 | 2971.0 | Yes | Owner/Paid by property | Actual | Simulated using EPA 82 gal/person/day reference; replace with water bills/Portfolio Manager export for real diligence.
WI-MF-08 | Prairie View Residences | La Crosse | La Crosse | 2025-10-01 | 571825.0 | 2281.58 | 2770.49 | No | Owner/Paid by property | Actual | Simulated using EPA 82 gal/person/day reference; replace with water bills/Portfolio Manager export for real diligence.
WI-MF-08 | Prairie View Residences | La Crosse | La Crosse | 2025-11-01 | 507046.0 | 2023.11 | 2456.64 | No | Owner/Paid by property | Actual | Simulated using EPA 82 gal/person/day reference; replace with water bills/Portfolio Manager export for real diligence.
WI-MF-08 | Prairie View Residences | La Crosse | La Crosse | 2025-12-01 | 530280.0 | 2115.82 | 2569.2 | No | Owner/Paid by property | Actual | Simulated using EPA 82 gal/person/day reference; replace with water bills/Portfolio Manager export for real diligence.
WI-MF-09 | Capitol Square Homes | Madison | Dane | 2025-01-01 | 674262.0 | 2973.5 | 3610.67 | No | Owner/Paid by property | Actual | Simulated using EPA 82 gal/person/day reference; replace with water bills/Portfolio Manager export for real diligence.
WI-MF-09 | Capitol Square Homes | Madison | Dane | 2025-02-01 | 564128.0 | 2487.8 | 3020.91 | No | Owner/Paid by property | Actual | Simulated using EPA 82 gal/person/day reference; replace with water bills/Portfolio Manager export for real diligence.
WI-MF-09 | Capitol Square Homes | Madison | Dane | 2025-03-01 | 695069.0 | 3065.26 | 3722.1 | No | Owner/Paid by property | Actual | Simulated using EPA 82 gal/person/day reference; replace with water bills/Portfolio Manager export for real diligence.
WI-MF-09 | Capitol Square Homes | Madison | Dane | 2025-04-01 | 688703.0 | 3037.18 | 3688.0 | No | Owner/Paid by property | Actual | Simulated using EPA 82 gal/person/day reference; replace with water bills/Portfolio Manager export for real diligence.
WI-MF-09 | Capitol Square Homes | Madison | Dane | 2025-05-01 | 718278.0 | 3167.61 | 3846.38 | Yes | Owner/Paid by property | Actual | Simulated using EPA 82 gal/person/day reference; replace with water bills/Portfolio Manager export for real diligence.
WI-MF-09 | Capitol Square Homes | Madison | Dane | 2025-06-01 | 836463.0 | 3688.8 | 4479.26 | Yes | Owner/Paid by property | Actual | Simulated using EPA 82 gal/person/day reference; replace with water bills/Portfolio Manager export for real diligence.
WI-MF-09 | Capitol Square Homes | Madison | Dane | 2025-07-01 | 914492.0 | 4032.91 | 4897.1 | Yes | Owner/Paid by property | Actual | Simulated using EPA 82 gal/person/day reference; replace with water bills/Portfolio Manager export for real diligence.
WI-MF-09 | Capitol Square Homes | Madison | Dane | 2025-08-01 | 890501.0 | 3927.11 | 4768.63 | Yes | Owner/Paid by property | Actual | Simulated using EPA 82 gal/person/day reference; replace with water bills/Portfolio Manager export for real diligence.
WI-MF-09 | Capitol Square Homes | Madison | Dane | 2025-09-01 | 728200.0 | 3211.36 | 3899.51 | Yes | Owner/Paid by property | Actual | Simulated using EPA 82 gal/person/day reference; replace with water bills/Portfolio Manager export for real diligence.
WI-MF-09 | Capitol Square Homes | Madison | Dane | 2025-10-01 | 715284.0 | 3154.4 | 3830.35 | No | Owner/Paid by property | Actual | Simulated using EPA 82 gal/person/day reference; replace with water bills/Portfolio Manager export for real diligence.
WI-MF-09 | Capitol Square Homes | Madison | Dane | 2025-11-01 | 626800.0 | 2764.19 | 3356.52 | No | Owner/Paid by property | Actual | Simulated using EPA 82 gal/person/day reference; replace with water bills/Portfolio Manager export for real diligence.
WI-MF-09 | Capitol Square Homes | Madison | Dane | 2025-12-01 | 655707.0 | 2891.67 | 3511.31 | No | Owner/Paid by property | Actual | Simulated using EPA 82 gal/person/day reference; replace with water bills/Portfolio Manager export for real diligence.
WI-MF-10 | Harbor Point Apartments | Kenosha | Kenosha | 2025-01-01 | 883113.0 | 3968.71 | 4819.15 | No | Owner/Paid by property | Actual | Simulated using EPA 82 gal/person/day reference; replace with water bills/Portfolio Manager export for real diligence.
WI-MF-10 | Harbor Point Apartments | Kenosha | Kenosha | 2025-02-01 | 789765.0 | 3549.21 | 4309.75 | No | Owner/Paid by property | Actual | Simulated using EPA 82 gal/person/day reference; replace with water bills/Portfolio Manager export for real diligence.
WI-MF-10 | Harbor Point Apartments | Kenosha | Kenosha | 2025-03-01 | 938943.0 | 4219.61 | 5123.81 | No | Owner/Paid by property | Actual | Simulated using EPA 82 gal/person/day reference; replace with water bills/Portfolio Manager export for real diligence.
WI-MF-10 | Harbor Point Apartments | Kenosha | Kenosha | 2025-04-01 | 898193.0 | 4036.48 | 4901.44 | No | Owner/Paid by property | Actual | Simulated using EPA 82 gal/person/day reference; replace with water bills/Portfolio Manager export for real diligence.
WI-MF-10 | Harbor Point Apartments | Kenosha | Kenosha | 2025-05-01 | 1011217.0 | 4544.41 | 5518.21 | Yes | Owner/Paid by property | Actual | Simulated using EPA 82 gal/person/day reference; replace with water bills/Portfolio Manager export for real diligence.
WI-MF-10 | Harbor Point Apartments | Kenosha | Kenosha | 2025-06-01 | 1094789.0 | 4919.98 | 5974.26 | Yes | Owner/Paid by property | Actual | Simulated using EPA 82 gal/person/day reference; replace with water bills/Portfolio Manager export for real diligence.
WI-MF-10 | Harbor Point Apartments | Kenosha | Kenosha | 2025-07-01 | 1263222.0 | 5676.92 | 6893.41 | Yes | Owner/Paid by property | Actual | Simulated using EPA 82 gal/person/day reference; replace with water bills/Portfolio Manager export for real diligence.
WI-MF-10 | Harbor Point Apartments | Kenosha | Kenosha | 2025-08-01 | 1238954.0 | 5567.86 | 6760.97 | Yes | Owner/Paid by property | Actual | Simulated using EPA 82 gal/person/day reference; replace with water bills/Portfolio Manager export for real diligence.
WI-MF-10 | Harbor Point Apartments | Kenosha | Kenosha | 2025-09-01 | 992315.0 | 4459.46 | 5415.06 | Yes | Owner/Paid by property | Actual | Simulated using EPA 82 gal/person/day reference; replace with water bills/Portfolio Manager export for real diligence.
WI-MF-10 | Harbor Point Apartments | Kenosha | Kenosha | 2025-10-01 | 972391.0 | 4369.93 | 5306.34 | No | Owner/Paid by property | Actual | Simulated using EPA 82 gal/person/day reference; replace with water bills/Portfolio Manager export for real diligence.
WI-MF-10 | Harbor Point Apartments | Kenosha | Kenosha | 2025-11-01 | 882724.0 | 3966.96 | 4817.02 | No | Owner/Paid by property | Actual | Simulated using EPA 82 gal/person/day reference; replace with water bills/Portfolio Manager export for real diligence.
WI-MF-10 | Harbor Point Apartments | Kenosha | Kenosha | 2025-12-01 | 873848.0 | 3927.07 | 4768.59 | No | Owner/Paid by property | Actual | Simulated using EPA 82 gal/person/day reference; replace with water bills/Portfolio Manager export for real diligence.

## 04_waste_monthly
property_id | property_name | city | county | state | month | landfill_tons | recycling_tons | compost_tons | waste_cost_usd | vendor | data_quality | source_note
WI-MF-01 | Riverbend Apartments | Madison | Dane | WI | 2025-01 | 9.45 | 2.57 | 0.26 | 2167.0 | Waste Management | Actual | Simulated property-level waste stream; structure aligns with ENERGY STAR Portfolio Manager waste tracking and EPA WARM materials-management categories.
WI-MF-01 | Riverbend Apartments | Madison | Dane | WI | 2025-02 | 8.72 | 2.23 | 0.15 | 1789.0 | Waste Management | Actual | Simulated property-level waste stream; structure aligns with ENERGY STAR Portfolio Manager waste tracking and EPA WARM materials-management categories.
WI-MF-01 | Riverbend Apartments | Madison | Dane | WI | 2025-03 | 9.44 | 2.1 | 0.18 | 2008.0 | Waste Management | Actual | Simulated property-level waste stream; structure aligns with ENERGY STAR Portfolio Manager waste tracking and EPA WARM materials-management categories.
WI-MF-01 | Riverbend Apartments | Madison | Dane | WI | 2025-04 | 9.55 | 2.22 | 0.24 | 2099.0 | Waste Management | Actual | Simulated property-level waste stream; structure aligns with ENERGY STAR Portfolio Manager waste tracking and EPA WARM materials-management categories.
WI-MF-01 | Riverbend Apartments | Madison | Dane | WI | 2025-05 | 9.33 | 2.59 | 0.26 | 1964.0 | Waste Management | Actual | Simulated property-level waste stream; structure aligns with ENERGY STAR Portfolio Manager waste tracking and EPA WARM materials-management categories.
WI-MF-01 | Riverbend Apartments | Madison | Dane | WI | 2025-06 | 9.88 | 2.92 | 0.22 | 1982.0 | Waste Management | Actual | Simulated property-level waste stream; structure aligns with ENERGY STAR Portfolio Manager waste tracking and EPA WARM materials-management categories.
WI-MF-01 | Riverbend Apartments | Madison | Dane | WI | 2025-07 | 9.55 | 2.7 | 0.25 | 2168.0 | Waste Management | Actual | Simulated property-level waste stream; structure aligns with ENERGY STAR Portfolio Manager waste tracking and EPA WARM materials-management categories.
WI-MF-01 | Riverbend Apartments | Madison | Dane | WI | 2025-08 | 10.07 | 2.53 | 0.32 | 2071.0 | Waste Management | Actual | Simulated property-level waste stream; structure aligns with ENERGY STAR Portfolio Manager waste tracking and EPA WARM materials-management categories.
WI-MF-01 | Riverbend Apartments | Madison | Dane | WI | 2025-09 | 9.37 | 2.63 | 0.25 | 2152.0 | Waste Management | Actual | Simulated property-level waste stream; structure aligns with ENERGY STAR Portfolio Manager waste tracking and EPA WARM materials-management categories.
WI-MF-01 | Riverbend Apartments | Madison | Dane | WI | 2025-10 | 9.28 | 2.59 | 0.17 | 1907.0 | Waste Management | Actual | Simulated property-level waste stream; structure aligns with ENERGY STAR Portfolio Manager waste tracking and EPA WARM materials-management categories.
WI-MF-01 | Riverbend Apartments | Madison | Dane | WI | 2025-11 | 9.81 | 2.22 | 0.2 | 1888.0 | Waste Management | Actual | Simulated property-level waste stream; structure aligns with ENERGY STAR Portfolio Manager waste tracking and EPA WARM materials-management categories.
WI-MF-01 | Riverbend Apartments | Madison | Dane | WI | 2025-12 | 10.19 | 2.74 | 0.23 | 2100.0 | Waste Management | Actual | Simulated property-level waste stream; structure aligns with ENERGY STAR Portfolio Manager waste tracking and EPA WARM materials-management categories.
WI-MF-02 | Lakeview Terrace | Milwaukee | Milwaukee | WI | 2025-01 | 13.88 | 2.78 | 0.4 | 2862.0 | GFL Environmental | Actual | Simulated property-level waste stream; structure aligns with ENERGY STAR Portfolio Manager waste tracking and EPA WARM materials-management categories.
WI-MF-02 | Lakeview Terrace | Milwaukee | Milwaukee | WI | 2025-02 | 12.38 | 2.06 | 0.56 | 2539.0 | GFL Environmental | Actual | Simulated property-level waste stream; structure aligns with ENERGY STAR Portfolio Manager waste tracking and EPA WARM materials-management categories.
WI-MF-02 | Lakeview Terrace | Milwaukee | Milwaukee | WI | 2025-03 | 12.81 | 2.45 | 0.55 | 2709.0 | GFL Environmental | Actual | Simulated property-level waste stream; structure aligns with ENERGY STAR Portfolio Manager waste tracking and EPA WARM materials-management categories.
WI-MF-02 | Lakeview Terrace | Milwaukee | Milwaukee | WI | 2025-04 | 13.24 | 2.07 | 0.41 | 2472.0 | GFL Environmental | Actual | Simulated property-level waste stream; structure aligns with ENERGY STAR Portfolio Manager waste tracking and EPA WARM materials-management categories.
WI-MF-02 | Lakeview Terrace | Milwaukee | Milwaukee | WI | 2025-05 | 13.25 | 2.78 | 0.59 | 2609.0 | GFL Environmental | Actual | Simulated property-level waste stream; structure aligns with ENERGY STAR Portfolio Manager waste tracking and EPA WARM materials-management categories.
WI-MF-02 | Lakeview Terrace | Milwaukee | Milwaukee | WI | 2025-06 | 15.01 | 2.54 | 0.66 | 2883.0 | GFL Environmental | Actual | Simulated property-level waste stream; structure aligns with ENERGY STAR Portfolio Manager waste tracking and EPA WARM materials-management categories.
WI-MF-02 | Lakeview Terrace | Milwaukee | Milwaukee | WI | 2025-07 | 14.16 | 2.35 | 0.51 | 2633.0 | GFL Environmental | Actual | Simulated property-level waste stream; structure aligns with ENERGY STAR Portfolio Manager waste tracking and EPA WARM materials-management categories.
WI-MF-02 | Lakeview Terrace | Milwaukee | Milwaukee | WI | 2025-08 | 13.7 | 2.97 | 0.47 | 2628.0 | GFL Environmental | Actual | Simulated property-level waste stream; structure aligns with ENERGY STAR Portfolio Manager waste tracking and EPA WARM materials-management categories.
WI-MF-02 | Lakeview Terrace | Milwaukee | Milwaukee | WI | 2025-09 | 13.94 | 2.72 | 0.37 | 2532.0 | GFL Environmental | Actual | Simulated property-level waste stream; structure aligns with ENERGY STAR Portfolio Manager waste tracking and EPA WARM materials-management categories.
WI-MF-02 | Lakeview Terrace | Milwaukee | Milwaukee | WI | 2025-10 | 12.65 | 2.38 | 0.53 | 2520.0 | GFL Environmental | Actual | Simulated property-level waste stream; structure aligns with ENERGY STAR Portfolio Manager waste tracking and EPA WARM materials-management categories.
WI-MF-02 | Lakeview Terrace | Milwaukee | Milwaukee | WI | 2025-11 | 13.3 | 2.21 | 0.61 | 2641.0 | GFL Environmental | Actual | Simulated property-level waste stream; structure aligns with ENERGY STAR Portfolio Manager waste tracking and EPA WARM materials-management categories.
WI-MF-02 | Lakeview Terrace | Milwaukee | Milwaukee | WI | 2025-12 | 14.95 | 3.33 | 0.38 | 3079.0 | GFL Environmental | Actual | Simulated property-level waste stream; structure aligns with ENERGY STAR Portfolio Manager waste tracking and EPA WARM materials-management categories.
WI-MF-03 | Northside Commons | Green Bay | Brown | WI | 2025-01 | 7.86 | 2.97 | 0.0 | 1790.0 | Republic Services | Actual | Simulated property-level waste stream; structure aligns with ENERGY STAR Portfolio Manager waste tracking and EPA WARM materials-management categories.
WI-MF-03 | Northside Commons | Green Bay | Brown | WI | 2025-02 | 7.14 | 2.91 | 0.0 | 1641.0 | Republic Services | Actual | Simulated property-level waste stream; structure aligns with ENERGY STAR Portfolio Manager waste tracking and EPA WARM materials-management categories.
WI-MF-03 | Northside Commons | Green Bay | Brown | WI | 2025-03 | 7.72 | 2.58 | 0.0 | 1847.0 | Republic Services | Actual | Simulated property-level waste stream; structure aligns with ENERGY STAR Portfolio Manager waste tracking and EPA WARM materials-management categories.
WI-MF-03 | Northside Commons | Green Bay | Brown | WI | 2025-04 | 7.51 | 2.83 | 0.0 | 1645.0 | Republic Services | Actual | Simulated property-level waste stream; structure aligns with ENERGY STAR Portfolio Manager waste tracking and EPA WARM materials-management categories.
WI-MF-03 | Northside Commons | Green Bay | Brown | WI | 2025-05 | 8.32 | 3.06 | 0.0 | 1891.0 | Republic Services | Actual | Simulated property-level waste stream; structure aligns with ENERGY STAR Portfolio Manager waste tracking and EPA WARM materials-management categories.
WI-MF-03 | Northside Commons | Green Bay | Brown | WI | 2025-06 | 8.39 | 2.92 | 0.0 | 2008.0 | Republic Services | Actual | Simulated property-level waste stream; structure aligns with ENERGY STAR Portfolio Manager waste tracking and EPA WARM materials-management categories.
WI-MF-03 | Northside Commons | Green Bay | Brown | WI | 2025-07 | 8.38 | 3.32 | 0.0 | 1779.0 | Republic Services | Actual | Simulated property-level waste stream; structure aligns with ENERGY STAR Portfolio Manager waste tracking and EPA WARM materials-management categories.
WI-MF-03 | Northside Commons | Green Bay | Brown | WI | 2025-08 | 8.16 | 3.32 | 0.0 | 1891.0 | Republic Services | Actual | Simulated property-level waste stream; structure aligns with ENERGY STAR Portfolio Manager waste tracking and EPA WARM materials-management categories.
WI-MF-03 | Northside Commons | Green Bay | Brown | WI | 2025-09 | 7.46 | 2.9 | 0.0 | 1639.0 | Republic Services | Actual | Simulated property-level waste stream; structure aligns with ENERGY STAR Portfolio Manager waste tracking and EPA WARM materials-management categories.
WI-MF-03 | Northside Commons | Green Bay | Brown | WI | 2025-10 | 7.67 | 2.83 | 0.0 | 1874.0 | Republic Services | Actual | Simulated property-level waste stream; structure aligns with ENERGY STAR Portfolio Manager waste tracking and EPA WARM materials-management categories.
WI-MF-03 | Northside Commons | Green Bay | Brown | WI | 2025-11 | 8.12 | 2.74 | 0.0 | 1884.0 | Republic Services | Estimated | Simulated property-level waste stream; structure aligns with ENERGY STAR Portfolio Manager waste tracking and EPA WARM materials-management categories.
WI-MF-03 | Northside Commons | Green Bay | Brown | WI | 2025-12 | 8.53 | 2.96 | 0.0 | 1945.0 | Republic Services | Estimated | Simulated property-level waste stream; structure aligns with ENERGY STAR Portfolio Manager waste tracking and EPA WARM materials-management categories.
WI-MF-04 | Badger Ridge Homes | Wausau | Marathon | WI | 2025-01 | 7.02 | 1.83 | 0.0 | 1526.0 | Harter's Fox Valley Disposal | Actual | Simulated property-level waste stream; structure aligns with ENERGY STAR Portfolio Manager waste tracking and EPA WARM materials-management categories.
WI-MF-04 | Badger Ridge Homes | Wausau | Marathon | WI | 2025-02 | 6.48 | 1.69 | 0.0 | 1444.0 | Harter's Fox Valley Disposal | Actual | Simulated property-level waste stream; structure aligns with ENERGY STAR Portfolio Manager waste tracking and EPA WARM materials-management categories.
WI-MF-04 | Badger Ridge Homes | Wausau | Marathon | WI | 2025-03 | 6.33 | 2.01 | 0.0 | 1336.0 | Harter's Fox Valley Disposal | Actual | Simulated property-level waste stream; structure aligns with ENERGY STAR Portfolio Manager waste tracking and EPA WARM materials-management categories.
WI-MF-04 | Badger Ridge Homes | Wausau | Marathon | WI | 2025-04 | 6.56 | 1.95 | 0.0 | 1371.0 | Harter's Fox Valley Disposal | Actual | Simulated property-level waste stream; structure aligns with ENERGY STAR Portfolio Manager waste tracking and EPA WARM materials-management categories.
WI-MF-04 | Badger Ridge Homes | Wausau | Marathon | WI | 2025-05 | 7.4 | 2.14 | 0.0 | 1671.0 | Harter's Fox Valley Disposal | Actual | Simulated property-level waste stream; structure aligns with ENERGY STAR Portfolio Manager waste tracking and EPA WARM materials-management categories.
WI-MF-04 | Badger Ridge Homes | Wausau | Marathon | WI | 2025-06 | 7.93 | 2.05 | 0.0 | 1633.0 | Harter's Fox Valley Disposal | Actual | Simulated property-level waste stream; structure aligns with ENERGY STAR Portfolio Manager waste tracking and EPA WARM materials-management categories.
WI-MF-04 | Badger Ridge Homes | Wausau | Marathon | WI | 2025-07 | 7.29 | 2.05 | 0.0 | 1613.0 | Harter's Fox Valley Disposal | Actual | Simulated property-level waste stream; structure aligns with ENERGY STAR Portfolio Manager waste tracking and EPA WARM materials-management categories.
WI-MF-04 | Badger Ridge Homes | Wausau | Marathon | WI | 2025-08 | 7.65 | 1.92 | 0.0 | 1556.0 | Harter's Fox Valley Disposal | Actual | Simulated property-level waste stream; structure aligns with ENERGY STAR Portfolio Manager waste tracking and EPA WARM materials-management categories.
WI-MF-04 | Badger Ridge Homes | Wausau | Marathon | WI | 2025-09 | 7.23 | 1.9 | 0.0 | 1527.0 | Harter's Fox Valley Disposal | Actual | Simulated property-level waste stream; structure aligns with ENERGY STAR Portfolio Manager waste tracking and EPA WARM materials-management categories.
WI-MF-04 | Badger Ridge Homes | Wausau | Marathon | WI | 2025-10 | 6.83 | 1.81 | 0.0 | 1579.0 | Harter's Fox Valley Disposal | Estimated | Simulated property-level waste stream; structure aligns with ENERGY STAR Portfolio Manager waste tracking and EPA WARM materials-management categories.
WI-MF-04 | Badger Ridge Homes | Wausau | Marathon | WI | 2025-11 | 6.85 | 2.15 | 0.0 | 1410.0 | Harter's Fox Valley Disposal | Estimated | Simulated property-level waste stream; structure aligns with ENERGY STAR Portfolio Manager waste tracking and EPA WARM materials-management categories.
WI-MF-04 | Badger Ridge Homes | Wausau | Marathon | WI | 2025-12 | 7.72 | 2.41 | 0.0 | 1793.0 | Harter's Fox Valley Disposal | Estimated | Simulated property-level waste stream; structure aligns with ENERGY STAR Portfolio Manager waste tracking and EPA WARM materials-management categories.
WI-MF-05 | Oak Street Lofts | Eau Claire | Eau Claire | WI | 2025-01 | 5.12 | 1.86 | 0.12 | 1209.0 | GFL Environmental | Actual | Simulated property-level waste stream; structure aligns with ENERGY STAR Portfolio Manager waste tracking and EPA WARM materials-management categories.
WI-MF-05 | Oak Street Lofts | Eau Claire | Eau Claire | WI | 2025-02 | 5.02 | 1.69 | 0.18 | 1198.0 | GFL Environmental | Actual | Simulated property-level waste stream; structure aligns with ENERGY STAR Portfolio Manager waste tracking and EPA WARM materials-management categories.
WI-MF-05 | Oak Street Lofts | Eau Claire | Eau Claire | WI | 2025-03 | 4.67 | 1.87 | 0.19 | 1196.0 | GFL Environmental | Actual | Simulated property-level waste stream; structure aligns with ENERGY STAR Portfolio Manager waste tracking and EPA WARM materials-management categories.
WI-MF-05 | Oak Street Lofts | Eau Claire | Eau Claire | WI | 2025-04 | 5.16 | 1.73 | 0.14 | 1318.0 | GFL Environmental | Actual | Simulated property-level waste stream; structure aligns with ENERGY STAR Portfolio Manager waste tracking and EPA WARM materials-management categories.
WI-MF-05 | Oak Street Lofts | Eau Claire | Eau Claire | WI | 2025-05 | 5.27 | 1.92 | 0.19 | 1179.0 | GFL Environmental | Actual | Simulated property-level waste stream; structure aligns with ENERGY STAR Portfolio Manager waste tracking and EPA WARM materials-management categories.
WI-MF-05 | Oak Street Lofts | Eau Claire | Eau Claire | WI | 2025-06 | 5.58 | 2.0 | 0.21 | 1251.0 | GFL Environmental | Actual | Simulated property-level waste stream; structure aligns with ENERGY STAR Portfolio Manager waste tracking and EPA WARM materials-management categories.
WI-MF-05 | Oak Street Lofts | Eau Claire | Eau Claire | WI | 2025-07 | 5.71 | 1.89 | 0.14 | 1340.0 | GFL Environmental | Actual | Simulated property-level waste stream; structure aligns with ENERGY STAR Portfolio Manager waste tracking and EPA WARM materials-management categories.
WI-MF-05 | Oak Street Lofts | Eau Claire | Eau Claire | WI | 2025-08 | 5.42 | 1.88 | 0.13 | 1359.0 | GFL Environmental | Actual | Simulated property-level waste stream; structure aligns with ENERGY STAR Portfolio Manager waste tracking and EPA WARM materials-management categories.
WI-MF-05 | Oak Street Lofts | Eau Claire | Eau Claire | WI | 2025-09 | 4.92 | 1.82 | 0.16 | 1193.0 | GFL Environmental | Actual | Simulated property-level waste stream; structure aligns with ENERGY STAR Portfolio Manager waste tracking and EPA WARM materials-management categories.
WI-MF-05 | Oak Street Lofts | Eau Claire | Eau Claire | WI | 2025-10 | 4.98 | 1.78 | 0.2 | 1158.0 | GFL Environmental | Actual | Simulated property-level waste stream; structure aligns with ENERGY STAR Portfolio Manager waste tracking and EPA WARM materials-management categories.
WI-MF-05 | Oak Street Lofts | Eau Claire | Eau Claire | WI | 2025-11 | 5.34 | 1.82 | 0.15 | 1298.0 | GFL Environmental | Estimated | Simulated property-level waste stream; structure aligns with ENERGY STAR Portfolio Manager waste tracking and EPA WARM materials-management categories.
WI-MF-05 | Oak Street Lofts | Eau Claire | Eau Claire | WI | 2025-12 | 5.53 | 1.89 | 0.2 | 1212.0 | GFL Environmental | Estimated | Simulated property-level waste stream; structure aligns with ENERGY STAR Portfolio Manager waste tracking and EPA WARM materials-management categories.
WI-MF-06 | South Park Apartments | Racine | Racine | WI | 2025-01 | 12.69 | 2.9 | 0.0 | 2410.0 | Johns Disposal | Actual | Simulated property-level waste stream; structure aligns with ENERGY STAR Portfolio Manager waste tracking and EPA WARM materials-management categories.
WI-MF-06 | South Park Apartments | Racine | Racine | WI | 2025-02 | 10.97 | 3.21 | 0.0 | 2276.0 | Johns Disposal | Actual | Simulated property-level waste stream; structure aligns with ENERGY STAR Portfolio Manager waste tracking and EPA WARM materials-management categories.
WI-MF-06 | South Park Apartments | Racine | Racine | WI | 2025-03 | 10.56 | 3.05 | 0.0 | 2294.0 | Johns Disposal | Actual | Simulated property-level waste stream; structure aligns with ENERGY STAR Portfolio Manager waste tracking and EPA WARM materials-management categories.
WI-MF-06 | South Park Apartments | Racine | Racine | WI | 2025-04 | 11.65 | 3.19 | 0.0 | 2545.0 | Johns Disposal | Actual | Simulated property-level waste stream; structure aligns with ENERGY STAR Portfolio Manager waste tracking and EPA WARM materials-management categories.
WI-MF-06 | South Park Apartments | Racine | Racine | WI | 2025-05 | 11.68 | 3.21 | 0.0 | 2269.0 | Johns Disposal | Actual | Simulated property-level waste stream; structure aligns with ENERGY STAR Portfolio Manager waste tracking and EPA WARM materials-management categories.
WI-MF-06 | South Park Apartments | Racine | Racine | WI | 2025-06 | 12.59 | 2.91 | 0.0 | 2403.0 | Johns Disposal | Actual | Simulated property-level waste stream; structure aligns with ENERGY STAR Portfolio Manager waste tracking and EPA WARM materials-management categories.
WI-MF-06 | South Park Apartments | Racine | Racine | WI | 2025-07 | 12.16 | 3.4 | 0.0 | 2566.0 | Johns Disposal | Actual | Simulated property-level waste stream; structure aligns with ENERGY STAR Portfolio Manager waste tracking and EPA WARM materials-management categories.
WI-MF-06 | South Park Apartments | Racine | Racine | WI | 2025-08 | 11.78 | 3.07 | 0.0 | 2559.0 | Johns Disposal | Actual | Simulated property-level waste stream; structure aligns with ENERGY STAR Portfolio Manager waste tracking and EPA WARM materials-management categories.
WI-MF-06 | South Park Apartments | Racine | Racine | WI | 2025-09 | 11.22 | 2.87 | 0.0 | 2119.0 | Johns Disposal | Actual | Simulated property-level waste stream; structure aligns with ENERGY STAR Portfolio Manager waste tracking and EPA WARM materials-management categories.
WI-MF-06 | South Park Apartments | Racine | Racine | WI | 2025-10 | 11.46 | 3.13 | 0.0 | 2480.0 | Johns Disposal | Actual | Simulated property-level waste stream; structure aligns with ENERGY STAR Portfolio Manager waste tracking and EPA WARM materials-management categories.
WI-MF-06 | South Park Apartments | Racine | Racine | WI | 2025-11 | 11.87 | 3.04 | 0.0 | 2246.0 | Johns Disposal | Estimated | Simulated property-level waste stream; structure aligns with ENERGY STAR Portfolio Manager waste tracking and EPA WARM materials-management categories.
WI-MF-06 | South Park Apartments | Racine | Racine | WI | 2025-12 | 12.73 | 3.75 | 0.0 | 2785.0 | Johns Disposal | Estimated | Simulated property-level waste stream; structure aligns with ENERGY STAR Portfolio Manager waste tracking and EPA WARM materials-management categories.
WI-MF-07 | Fox River Flats | Appleton | Outagamie | WI | 2025-01 | 7.27 | 2.43 | 0.0 | 1725.0 | Waste Management | Actual | Simulated property-level waste stream; structure aligns with ENERGY STAR Portfolio Manager waste tracking and EPA WARM materials-management categories.
WI-MF-07 | Fox River Flats | Appleton | Outagamie | WI | 2025-02 | 6.77 | 2.63 | 0.0 | 1540.0 | Waste Management | Actual | Simulated property-level waste stream; structure aligns with ENERGY STAR Portfolio Manager waste tracking and EPA WARM materials-management categories.
WI-MF-07 | Fox River Flats | Appleton | Outagamie | WI | 2025-03 | 6.56 | 2.47 | 0.0 | 1533.0 | Waste Management | Actual | Simulated property-level waste stream; structure aligns with ENERGY STAR Portfolio Manager waste tracking and EPA WARM materials-management categories.
WI-MF-07 | Fox River Flats | Appleton | Outagamie | WI | 2025-04 | 7.28 | 2.33 | 0.0 | 1731.0 | Waste Management | Actual | Simulated property-level waste stream; structure aligns with ENERGY STAR Portfolio Manager waste tracking and EPA WARM materials-management categories.
WI-MF-07 | Fox River Flats | Appleton | Outagamie | WI | 2025-05 | 7.59 | 2.88 | 0.0 | 1608.0 | Waste Management | Actual | Simulated property-level waste stream; structure aligns with ENERGY STAR Portfolio Manager waste tracking and EPA WARM materials-management categories.
WI-MF-07 | Fox River Flats | Appleton | Outagamie | WI | 2025-06 | 8.13 | 2.73 | 0.0 | 1890.0 | Waste Management | Actual | Simulated property-level waste stream; structure aligns with ENERGY STAR Portfolio Manager waste tracking and EPA WARM materials-management categories.
WI-MF-07 | Fox River Flats | Appleton | Outagamie | WI | 2025-07 | 7.66 | 2.91 | 0.0 | 1846.0 | Waste Management | Actual | Simulated property-level waste stream; structure aligns with ENERGY STAR Portfolio Manager waste tracking and EPA WARM materials-management categories.
WI-MF-07 | Fox River Flats | Appleton | Outagamie | WI | 2025-08 | 7.05 | 2.72 | 0.0 | 1579.0 | Waste Management | Actual | Simulated property-level waste stream; structure aligns with ENERGY STAR Portfolio Manager waste tracking and EPA WARM materials-management categories.
WI-MF-07 | Fox River Flats | Appleton | Outagamie | WI | 2025-09 | 7.38 | 2.57 | 0.0 | 1761.0 | Waste Management | Actual | Simulated property-level waste stream; structure aligns with ENERGY STAR Portfolio Manager waste tracking and EPA WARM materials-management categories.
WI-MF-07 | Fox River Flats | Appleton | Outagamie | WI | 2025-10 | 7.11 | 2.2 | 0.0 | 1549.0 | Waste Management | Actual | Simulated property-level waste stream; structure aligns with ENERGY STAR Portfolio Manager waste tracking and EPA WARM materials-management categories.
WI-MF-07 | Fox River Flats | Appleton | Outagamie | WI | 2025-11 | 7.3 | 2.88 | 0.0 | 1750.0 | Waste Management | Estimated | Simulated property-level waste stream; structure aligns with ENERGY STAR Portfolio Manager waste tracking and EPA WARM materials-management categories.
WI-MF-07 | Fox River Flats | Appleton | Outagamie | WI | 2025-12 | 7.57 | 3.0 | 0.0 | 1890.0 | Waste Management | Estimated | Simulated property-level waste stream; structure aligns with ENERGY STAR Portfolio Manager waste tracking and EPA WARM materials-management categories.
WI-MF-08 | Prairie View Residences | La Crosse | La Crosse | WI | 2025-01 | 5.4 | 2.2 | 0.0 | 1239.0 | Hilltopper Refuse | Actual | Simulated property-level waste stream; structure aligns with ENERGY STAR Portfolio Manager waste tracking and EPA WARM materials-management categories.
WI-MF-08 | Prairie View Residences | La Crosse | La Crosse | WI | 2025-02 | 5.12 | 1.97 | 0.0 | 1277.0 | Hilltopper Refuse | Actual | Simulated property-level waste stream; structure aligns with ENERGY STAR Portfolio Manager waste tracking and EPA WARM materials-management categories.
WI-MF-08 | Prairie View Residences | La Crosse | La Crosse | WI | 2025-03 | 5.39 | 1.9 | 0.0 | 1231.0 | Hilltopper Refuse | Actual | Simulated property-level waste stream; structure aligns with ENERGY STAR Portfolio Manager waste tracking and EPA WARM materials-management categories.
WI-MF-08 | Prairie View Residences | La Crosse | La Crosse | WI | 2025-04 | 5.73 | 1.82 | 0.0 | 1324.0 | Hilltopper Refuse | Actual | Simulated property-level waste stream; structure aligns with ENERGY STAR Portfolio Manager waste tracking and EPA WARM materials-management categories.
WI-MF-08 | Prairie View Residences | La Crosse | La Crosse | WI | 2025-05 | 5.78 | 2.23 | 0.0 | 1346.0 | Hilltopper Refuse | Actual | Simulated property-level waste stream; structure aligns with ENERGY STAR Portfolio Manager waste tracking and EPA WARM materials-management categories.
WI-MF-08 | Prairie View Residences | La Crosse | La Crosse | WI | 2025-06 | 5.83 | 2.2 | 0.0 | 1338.0 | Hilltopper Refuse | Actual | Simulated property-level waste stream; structure aligns with ENERGY STAR Portfolio Manager waste tracking and EPA WARM materials-management categories.
WI-MF-08 | Prairie View Residences | La Crosse | La Crosse | WI | 2025-07 | 5.96 | 2.28 | 0.0 | 1364.0 | Hilltopper Refuse | Actual | Simulated property-level waste stream; structure aligns with ENERGY STAR Portfolio Manager waste tracking and EPA WARM materials-management categories.
WI-MF-08 | Prairie View Residences | La Crosse | La Crosse | WI | 2025-08 | 5.77 | 2.04 | 0.0 | 1269.0 | Hilltopper Refuse | Actual | Simulated property-level waste stream; structure aligns with ENERGY STAR Portfolio Manager waste tracking and EPA WARM materials-management categories.
WI-MF-08 | Prairie View Residences | La Crosse | La Crosse | WI | 2025-09 | 5.36 | 2.17 | 0.0 | 1398.0 | Hilltopper Refuse | Actual | Simulated property-level waste stream; structure aligns with ENERGY STAR Portfolio Manager waste tracking and EPA WARM materials-management categories.
WI-MF-08 | Prairie View Residences | La Crosse | La Crosse | WI | 2025-10 | 5.57 | 1.92 | 0.0 | 1204.0 | Hilltopper Refuse | Estimated | Simulated property-level waste stream; structure aligns with ENERGY STAR Portfolio Manager waste tracking and EPA WARM materials-management categories.
WI-MF-08 | Prairie View Residences | La Crosse | La Crosse | WI | 2025-11 | 5.6 | 1.99 | 0.0 | 1354.0 | Hilltopper Refuse | Estimated | Simulated property-level waste stream; structure aligns with ENERGY STAR Portfolio Manager waste tracking and EPA WARM materials-management categories.
WI-MF-08 | Prairie View Residences | La Crosse | La Crosse | WI | 2025-12 | 6.11 | 2.18 | 0.0 | 1408.0 | Hilltopper Refuse | Estimated | Simulated property-level waste stream; structure aligns with ENERGY STAR Portfolio Manager waste tracking and EPA WARM materials-management categories.
WI-MF-09 | Capitol Square Homes | Madison | Dane | WI | 2025-01 | 8.52 | 4.06 | 0.24 | 2059.0 | Waste Management | Actual | Simulated property-level waste stream; structure aligns with ENERGY STAR Portfolio Manager waste tracking and EPA WARM materials-management categories.
WI-MF-09 | Capitol Square Homes | Madison | Dane | WI | 2025-02 | 8.12 | 4.08 | 0.24 | 1971.0 | Waste Management | Actual | Simulated property-level waste stream; structure aligns with ENERGY STAR Portfolio Manager waste tracking and EPA WARM materials-management categories.
WI-MF-09 | Capitol Square Homes | Madison | Dane | WI | 2025-03 | 8.33 | 3.58 | 0.18 | 2012.0 | Waste Management | Actual | Simulated property-level waste stream; structure aligns with ENERGY STAR Portfolio Manager waste tracking and EPA WARM materials-management categories.
WI-MF-09 | Capitol Square Homes | Madison | Dane | WI | 2025-04 | 8.92 | 3.85 | 0.22 | 2187.0 | Waste Management | Actual | Simulated property-level waste stream; structure aligns with ENERGY STAR Portfolio Manager waste tracking and EPA WARM materials-management categories.
WI-MF-09 | Capitol Square Homes | Madison | Dane | WI | 2025-05 | 8.56 | 4.27 | 0.23 | 2056.0 | Waste Management | Actual | Simulated property-level waste stream; structure aligns with ENERGY STAR Portfolio Manager waste tracking and EPA WARM materials-management categories.
WI-MF-09 | Capitol Square Homes | Madison | Dane | WI | 2025-06 | 9.88 | 4.15 | 0.29 | 2424.0 | Waste Management | Actual | Simulated property-level waste stream; structure aligns with ENERGY STAR Portfolio Manager waste tracking and EPA WARM materials-management categories.
WI-MF-09 | Capitol Square Homes | Madison | Dane | WI | 2025-07 | 8.84 | 4.19 | 0.19 | 2339.0 | Waste Management | Actual | Simulated property-level waste stream; structure aligns with ENERGY STAR Portfolio Manager waste tracking and EPA WARM materials-management categories.
WI-MF-09 | Capitol Square Homes | Madison | Dane | WI | 2025-08 | 9.22 | 3.99 | 0.2 | 2326.0 | Waste Management | Actual | Simulated property-level waste stream; structure aligns with ENERGY STAR Portfolio Manager waste tracking and EPA WARM materials-management categories.
WI-MF-09 | Capitol Square Homes | Madison | Dane | WI | 2025-09 | 8.35 | 4.24 | 0.25 | 2296.0 | Waste Management | Actual | Simulated property-level waste stream; structure aligns with ENERGY STAR Portfolio Manager waste tracking and EPA WARM materials-management categories.
WI-MF-09 | Capitol Square Homes | Madison | Dane | WI | 2025-10 | 8.18 | 4.27 | 0.28 | 2146.0 | Waste Management | Actual | Simulated property-level waste stream; structure aligns with ENERGY STAR Portfolio Manager waste tracking and EPA WARM materials-management categories.
WI-MF-09 | Capitol Square Homes | Madison | Dane | WI | 2025-11 | 8.89 | 4.2 | 0.28 | 2208.0 | Waste Management | Actual | Simulated property-level waste stream; structure aligns with ENERGY STAR Portfolio Manager waste tracking and EPA WARM materials-management categories.
WI-MF-09 | Capitol Square Homes | Madison | Dane | WI | 2025-12 | 9.53 | 4.81 | 0.25 | 2254.0 | Waste Management | Actual | Simulated property-level waste stream; structure aligns with ENERGY STAR Portfolio Manager waste tracking and EPA WARM materials-management categories.
WI-MF-10 | Harbor Point Apartments | Kenosha | Kenosha | WI | 2025-01 | 9.48 | 2.64 | 0.0 | 1927.0 | Waste Management | Actual | Simulated property-level waste stream; structure aligns with ENERGY STAR Portfolio Manager waste tracking and EPA WARM materials-management categories.
WI-MF-10 | Harbor Point Apartments | Kenosha | Kenosha | WI | 2025-02 | 8.33 | 2.16 | 0.0 | 1734.0 | Waste Management | Actual | Simulated property-level waste stream; structure aligns with ENERGY STAR Portfolio Manager waste tracking and EPA WARM materials-management categories.
WI-MF-10 | Harbor Point Apartments | Kenosha | Kenosha | WI | 2025-03 | 8.91 | 2.21 | 0.0 | 1930.0 | Waste Management | Actual | Simulated property-level waste stream; structure aligns with ENERGY STAR Portfolio Manager waste tracking and EPA WARM materials-management categories.
WI-MF-10 | Harbor Point Apartments | Kenosha | Kenosha | WI | 2025-04 | 9.25 | 2.24 | 0.0 | 1933.0 | Waste Management | Actual | Simulated property-level waste stream; structure aligns with ENERGY STAR Portfolio Manager waste tracking and EPA WARM materials-management categories.
WI-MF-10 | Harbor Point Apartments | Kenosha | Kenosha | WI | 2025-05 | 9.5 | 2.41 | 0.0 | 2109.0 | Waste Management | Actual | Simulated property-level waste stream; structure aligns with ENERGY STAR Portfolio Manager waste tracking and EPA WARM materials-management categories.
WI-MF-10 | Harbor Point Apartments | Kenosha | Kenosha | WI | 2025-06 | 9.86 | 2.89 | 0.0 | 2180.0 | Waste Management | Actual | Simulated property-level waste stream; structure aligns with ENERGY STAR Portfolio Manager waste tracking and EPA WARM materials-management categories.
WI-MF-10 | Harbor Point Apartments | Kenosha | Kenosha | WI | 2025-07 | 9.77 | 2.32 | 0.0 | 2085.0 | Waste Management | Actual | Simulated property-level waste stream; structure aligns with ENERGY STAR Portfolio Manager waste tracking and EPA WARM materials-management categories.
WI-MF-10 | Harbor Point Apartments | Kenosha | Kenosha | WI | 2025-08 | 9.37 | 2.95 | 0.0 | 2115.0 | Waste Management | Actual | Simulated property-level waste stream; structure aligns with ENERGY STAR Portfolio Manager waste tracking and EPA WARM materials-management categories.
WI-MF-10 | Harbor Point Apartments | Kenosha | Kenosha | WI | 2025-09 | 9.01 | 2.57 | 0.0 | 1840.0 | Waste Management | Actual | Simulated property-level waste stream; structure aligns with ENERGY STAR Portfolio Manager waste tracking and EPA WARM materials-management categories.
WI-MF-10 | Harbor Point Apartments | Kenosha | Kenosha | WI | 2025-10 | 9.07 | 2.17 | 0.0 | 1944.0 | Waste Management | Actual | Simulated property-level waste stream; structure aligns with ENERGY STAR Portfolio Manager waste tracking and EPA WARM materials-management categories.
WI-MF-10 | Harbor Point Apartments | Kenosha | Kenosha | WI | 2025-11 | 9.33 | 2.34 | 0.0 | 1821.0 | Waste Management | Estimated | Simulated property-level waste stream; structure aligns with ENERGY STAR Portfolio Manager waste tracking and EPA WARM materials-management categories.
WI-MF-10 | Harbor Point Apartments | Kenosha | Kenosha | WI | 2025-12 | 10.32 | 2.47 | 0.0 | 2114.0 | Waste Management | Estimated | Simulated property-level waste stream; structure aligns with ENERGY STAR Portfolio Manager waste tracking and EPA WARM materials-management categories.

## 05_emission_factors
factor_id | source_name | source_year | geography | fuel_or_energy_type | scope | input_unit | co2_factor | ch4_factor | n2o_factor | co2e_factor | co2e_unit | conversion_notes | source_url | use_in_project | quality_note
EF-ELEC-WI-STATE | EPA eGRID Summary Tables | 2023 | Wisconsin (state output emission rate) | Purchased electricity | Scope 2 location-based | kWh | 1157.0 | 0.1 | 0.014 | 0.5278 | kg CO2e/kWh | Converted from 1,163.6 lb CO2e/MWh using 0.45359237 kg/lb and 1,000 kWh/MWh | https://www.epa.gov/egrid/summary-data | Default factor for all Wisconsin properties in this simulated portfolio | Use state factor for simplicity; for real client, confirm exact eGRID subregion/utility territory
EF-ELEC-MROW | EPA eGRID Summary Tables | 2023 | MROW / MRO West eGRID subregion | Purchased electricity | Scope 2 location-based | kWh | 920.1 | 0.097 | 0.014 | 0.420299 | kg CO2e/kWh | Converted from 926.6 lb CO2e/MWh | https://www.epa.gov/egrid/summary-data | Optional sensitivity factor for Wisconsin properties in MRO West territory | Use only if property is in this eGRID subregion
EF-ELEC-RFCW | EPA eGRID Summary Tables | 2023 | RFCW / RFC West eGRID subregion | Purchased electricity | Scope 2 location-based | kWh | 911.4 | 0.071 | 0.01 | 0.415536 | kg CO2e/kWh | Converted from 916.1 lb CO2e/MWh | https://www.epa.gov/egrid/summary-data | Optional sensitivity factor for Wisconsin properties in RFC West territory | Use only if property is in this eGRID subregion
EF-ELEC-US | EPA eGRID Summary Tables | 2023 | United States average | Purchased electricity | Scope 2 location-based | kWh | 767.2 | 0.057 | 0.008 | 0.349674 | kg CO2e/kWh | Converted from 770.9 lb CO2e/MWh | https://www.epa.gov/egrid/summary-data | Benchmark/sensitivity only; do not use as default for Wisconsin | State/subregion factor is more defensible
EF-NG-US-THERM | EPA GHG Emission Factors Hub | 2025 | United States | Natural gas stationary combustion | Scope 1 | therm | 5.306 | 0.0001 | 1e-05 | 5.31145 | kg CO2e/therm | 1 therm = 0.1 MMBtu. EPA factors: 53.06 kg CO2/MMBtu, 1.0 g CH4/MMBtu, 0.10 g N2O/MMBtu; GWP CH4=28, N2O=265 | https://www.epa.gov/climateleadership/ghg-emission-factors-hub | Default factor for natural gas used by multifamily buildings | Combustion emissions only; does not include upstream gas leakage
EF-STEAM-HEAT | EPA GHG Emission Factors Hub | 2025 | United States | Purchased steam/heat | Scope 2 or Scope 3 depending accounting boundary | MMBtu | 66.33 | 0.00125 | 0.000125 | 66.398125 | kg CO2e/MMBtu | EPA steam/heat factor assumes natural gas fuel at 80% thermal efficiency | https://www.epa.gov/climateleadership/ghg-emission-factors-hub | Use only if a property buys district steam/heat | Not needed for your current 10-property data unless district energy exists

## 06_benchmark_data
benchmark_id | category | property_type | benchmark_metric | benchmark_value | unit | source_name | source_year | source_url | how_to_use | notes
BM-MF-SOURCE-EUI-ENERGYSTAR-2024 | Energy | Multifamily Housing | National median Source EUI | 118.1 | kBtu/sqft/year | ENERGY STAR Portfolio Manager U.S. National Median Table | 2024 | https://portfoliomanager.energystar.gov/pdf/reference/US%20National%20Median%20Table.pdf | Compare portfolio source EUI to national median; source EUI is recommended for equitable comparison across fuel types. | Pulled from August 2024 U.S. Energy Use Intensity by Property Type, Multifamily Housing row.
BM-MF-SITE-EUI-ENERGYSTAR-2024 | Energy | Multifamily Housing | National median Site EUI | 59.6 | kBtu/sqft/year | ENERGY STAR Portfolio Manager U.S. National Median Table | 2024 | https://portfoliomanager.energystar.gov/pdf/reference/US%20National%20Median%20Table.pdf | Primary benchmark for your simulated monthly energy tab and property-level EUI comparison. | Pulled from August 2024 U.S. Energy Use Intensity by Property Type, Multifamily Housing row.
BM-MF-REFERENCE-SOURCE | Reference | Multifamily Housing | Peer comparison reference data source |  | text | Fannie Mae Industry Survey via ENERGY STAR | 2024 | https://portfoliomanager.energystar.gov/pdf/reference/US%20National%20Median%20Table.pdf | Document the peer-group basis for the multifamily benchmark. | ENERGY STAR table lists Fannie Mae Industry Survey as the reference data source for Multifamily Housing.
BM-MF-SITE-EUI-GOOD-TARGET | Internal target | Multifamily Housing | Good performance target Site EUI | 50.0 | kBtu/sqft/year | Internal target derived from ENERGY STAR median | 2026 | https://portfoliomanager.energystar.gov/pdf/reference/US%20National%20Median%20Table.pdf | Flag properties below this level as strong performers for your portfolio project. | Analyst-defined target: about 16% below national median Site EUI of 59.6.
BM-MF-SITE-EUI-WEAK-THRESHOLD | Internal threshold | Multifamily Housing | Weak performance threshold Site EUI | 70.0 | kBtu/sqft/year | Internal threshold derived from ENERGY STAR median | 2026 | https://portfoliomanager.energystar.gov/pdf/reference/US%20National%20Median%20Table.pdf | Flag properties above this level for energy audit or retrofit prioritization. | Analyst-defined threshold: about 17% above national median Site EUI of 59.6.
BM-DATA-COVERAGE-GOOD | Data quality | All portfolio assets | Good annual utility data coverage | 0.95 | share of months with actual data | GRESB-style internal readiness threshold | 2026 | https://documents.gresb.com/generated_files/real_estate/2025/real_estate/reference_guide/complete.html | Use to score energy/water/waste data completeness in the GRESB readiness tab. | Not official GRESB scoring; practical readiness threshold for first-year reporting.
BM-DATA-COVERAGE-MIN | Data quality | All portfolio assets | Minimum usable annual utility data coverage | 0.75 | share of months with actual or estimated data | GRESB-style internal readiness threshold | 2026 | https://documents.gresb.com/generated_files/real_estate/2025/real_estate/reference_guide/complete.html | Flag assets below this as high data-risk and not ready for credible reporting. | Analyst-defined threshold. Use for a simulated readiness model, not official GRESB scoring.
BM-WATER-INTENSITY-INTERNAL | Water | Multifamily Housing | Internal water intensity target | 45000 | gallons/unit/year | Internal portfolio target | 2026 | https://www.energystar.gov/buildings/benchmark | Use as a working target until actual property/utility water benchmarks are available. | Private property water bills are usually required for accurate benchmarking; this is a placeholder target.
BM-WASTE-DIVERSION-INTERNAL | Waste | Multifamily Housing | Internal waste diversion target | 0.3 | share of total waste diverted | Internal portfolio target | 2026 | https://www.epa.gov/waste-reduction-model | Use as an initial target for waste management performance and improvement planning. | Use EPA WARM later for emissions impact of landfill/recycling/compost scenarios.
BM-GHG-INTENSITY-INTERNAL | GHG | Multifamily Housing | Internal GHG intensity target | 0.006 | tCO2e/sqft/year | Internal portfolio target using EPA emissions factors | 2026 | https://www.epa.gov/egrid | Use as a portfolio screening target after calculating Scope 1 and Scope 2 emissions. | This target depends on actual fuel mix and EPA eGRID/natural gas factors.

## 07_community_acs
property_id | property_name | city | county | state | geoid_county | geography_level | median_household_income_usd_2020_2024 | poverty_rate | owner_occupied_rate | renter_occupied_rate | population_under_5_pct | population_over_65_pct | language_other_than_english_pct | median_gross_rent_usd | rent_burden_rate | rent_burden_note | social_vulnerability_flag | income_vs_wi_median_flag | source_year | source_name | source_url
WI-MF-01 | Riverbend Apartments | Madison | Dane | WI | 55025 | County | 89975 | 0.099 | 0.571 | 0.429 | 0.047 | 0.169 | 0.115 | 1398 |  | Not available in QuickFacts. Pull from ACS B25070/B25091 by census tract or county for true cost-burden rate. | Moderate concern | At/above WI median | 2020-2024 ACS 5-year / QuickFacts V2025 | U.S. Census Bureau QuickFacts | https://www.census.gov/quickfacts/fact/table/danecountywisconsin/PST045225
WI-MF-02 | Lakeview Terrace | Milwaukee | Milwaukee | WI | 55079 | County | 64435 | 0.168 | 0.499 | 0.501 | 0.061 | 0.162 | 0.186 | 1101 |  | Not available in QuickFacts. Pull from ACS B25070/B25091 by census tract or county for true cost-burden rate. | Higher concern | Below WI median | 2020-2024 ACS 5-year / QuickFacts V2025 | U.S. Census Bureau QuickFacts | https://www.census.gov/quickfacts/fact/table/milwaukeecountywisconsin/INC110224
WI-MF-03 | Northside Commons | Green Bay | Brown | WI | 55009 | County | 79649 | 0.082 | 0.66 | 0.34 | 0.054 | 0.184 | 0.102 | 1031 |  | Not available in QuickFacts. Pull from ACS B25070/B25091 by census tract or county for true cost-burden rate. | Moderate concern | At/above WI median | 2020-2024 ACS 5-year / QuickFacts V2025 | U.S. Census Bureau QuickFacts | https://www.census.gov/quickfacts/fact/table/browncountywisconsin/POP060210
WI-MF-04 | Badger Ridge Homes | Wausau | Marathon | WI | 55073 | County | 77884 | 0.075 | 0.733 | 0.267 | 0.052 | 0.214 | 0.076 | 999 |  | Not available in QuickFacts. Pull from ACS B25070/B25091 by census tract or county for true cost-burden rate. | Lower concern | At/above WI median | 2020-2024 ACS 5-year / QuickFacts V2025 | U.S. Census Bureau QuickFacts | https://www.census.gov/quickfacts/fact/table/marathoncountywisconsin/PST040225
WI-MF-05 | Oak Street Lofts | Eau Claire | Eau Claire | WI | 55035 | County | 74546 | 0.108 | 0.61 | 0.39 | 0.046 | 0.189 | 0.067 | 1064 |  | Not available in QuickFacts. Pull from ACS B25070/B25091 by census tract or county for true cost-burden rate. | Moderate concern | Below WI median | 2020-2024 ACS 5-year / QuickFacts V2025 | U.S. Census Bureau QuickFacts | https://www.census.gov/quickfacts/fact/table/eauclairecountywisconsin/PST045225
WI-MF-06 | South Park Apartments | Racine | Racine | WI | 55101 | County | 78096 | 0.117 | 0.71 | 0.29 | 0.054 | 0.202 | 0.091 | 1080 |  | Not available in QuickFacts. Pull from ACS B25070/B25091 by census tract or county for true cost-burden rate. | Moderate concern | At/above WI median | 2020-2024 ACS 5-year / QuickFacts V2025 | U.S. Census Bureau QuickFacts | https://www.census.gov/quickfacts/fact/table/racinecountywisconsin/BZA010223
WI-MF-07 | Fox River Flats | Appleton | Outagamie | WI | 55087 | County | 85069 | 0.066 | 0.715 | 0.285 | 0.053 | 0.186 | 0.076 | 1057 |  | Not available in QuickFacts. Pull from ACS B25070/B25091 by census tract or county for true cost-burden rate. | Lower concern | At/above WI median | 2020-2024 ACS 5-year / QuickFacts V2025 | U.S. Census Bureau QuickFacts | https://www.census.gov/quickfacts/fact/table/outagamiecountywisconsin/LND110210
WI-MF-08 | Prairie View Residences | La Crosse | La Crosse | WI | 55063 | County | 73013 | 0.113 | 0.622 | 0.378 | 0.045 | 0.203 | 0.067 | 1059 |  | Not available in QuickFacts. Pull from ACS B25070/B25091 by census tract or county for true cost-burden rate. | Moderate concern | Below WI median | 2020-2024 ACS 5-year / QuickFacts V2025 | U.S. Census Bureau QuickFacts | https://www.census.gov/quickfacts/fact/table/lacrossecountywisconsin/PST045225
WI-MF-09 | Capitol Square Homes | Madison | Dane | WI | 55025 | County | 89975 | 0.099 | 0.571 | 0.429 | 0.047 | 0.169 | 0.115 | 1398 |  | Not available in QuickFacts. Pull from ACS B25070/B25091 by census tract or county for true cost-burden rate. | Moderate concern | At/above WI median | 2020-2024 ACS 5-year / QuickFacts V2025 | U.S. Census Bureau QuickFacts | https://www.census.gov/quickfacts/fact/table/danecountywisconsin/PST045225
WI-MF-10 | Harbor Point Apartments | Kenosha | Kenosha | WI | 55059 | County | 81239 | 0.098 | 0.667 | 0.333 | 0.05 | 0.184 | 0.131 | 1219 |  | Not available in QuickFacts. Pull from ACS B25070/B25091 by census tract or county for true cost-burden rate. | Moderate concern | At/above WI median | 2020-2024 ACS 5-year / QuickFacts V2025 | U.S. Census Bureau QuickFacts | https://www.census.gov/quickfacts/fact/table/kenoshacountywisconsin/PST045225

## 08_climate_risk_fema
property_id | property_name | city | county | state | overall_risk_score_0_100 | overall_risk_rating | national_percentile | expected_annual_loss_musd | social_vulnerability_rating | community_resilience_rating | top_hazard_1 | top_hazard_1_rating | top_hazard_2 | top_hazard_2_rating | top_hazard_3 | top_hazard_3_rating | data_granularity | source_year_version | source_name | source_url | notes
WI-MF-01 | Riverbend Apartments | Madison | Dane | WI | 93.9 | Medium | 94 | 182 | Not pulled | Not pulled | Cold Wave | High | Hail | High | Not pulled | Not pulled | County | FEMA NRI v1.20 / December 2025 | DisasterRiskIndex.com using FEMA NRI / OpenFEMA | https://disasterriskindex.com/wisconsin/dane | County-level FEMA National Risk Index data; not address-specific. Use property coordinates/tract data for real diligence.
WI-MF-02 | Lakeview Terrace | Milwaukee | Milwaukee | WI | 98.4 | High | 98 | 342 | High | Very High | Cold Wave | Very High | Heat Wave | High | Tornado | Very High | County | FEMA NRI v1.20 / December 2025 | DisasterRiskIndex.com using FEMA NRI / OpenFEMA | https://disasterriskindex.com/wisconsin/milwaukee | County-level FEMA National Risk Index data; not address-specific. Use property coordinates/tract data for real diligence.
WI-MF-03 | Northside Commons | Green Bay | Brown | WI | 90.0 | Medium | 90 |  | Not pulled | Not pulled | Cold Wave | High | Hail | High | Lightning | High | County | FEMA NRI v1.20 / December 2025 | DisasterRiskIndex.com using FEMA NRI / OpenFEMA | https://disasterriskindex.com/wisconsin/brown | County-level FEMA National Risk Index data; not address-specific. Use property coordinates/tract data for real diligence.
WI-MF-04 | Badger Ridge Homes | Wausau | Marathon | WI | 87.2 | Medium | 87 |  | Not pulled | Not pulled | Not pulled | Not pulled | Not pulled | Not pulled | Not pulled | Not pulled | County | FEMA NRI v1.20 / December 2025 | DisasterRiskIndex.com using FEMA NRI / OpenFEMA | https://disasterriskindex.com/wisconsin/marathon | County-level FEMA National Risk Index data; not address-specific. Use property coordinates/tract data for real diligence.
WI-MF-05 | Oak Street Lofts | Eau Claire | Eau Claire | WI | 78.3 | Low | 78 |  | Not pulled | Not pulled | Not pulled | Not pulled | Not pulled | Not pulled | Not pulled | Not pulled | County | FEMA NRI v1.20 / December 2025 | DisasterRiskIndex.com using FEMA NRI / OpenFEMA | https://disasterriskindex.com/wisconsin/eau-claire | County-level FEMA National Risk Index data; not address-specific. Use property coordinates/tract data for real diligence.
WI-MF-06 | South Park Apartments | Racine | Racine | WI | 85.4 | Medium | 85 | 64 | Low | Very High | Cold Wave | High | Tornado | High | Hail | Medium | County | FEMA NRI v1.20 / December 2025 | DisasterRiskIndex.com using FEMA NRI / OpenFEMA | https://disasterriskindex.com/wisconsin/racine | County-level FEMA National Risk Index data; not address-specific. Use property coordinates/tract data for real diligence.
WI-MF-07 | Fox River Flats | Appleton | Outagamie | WI | 79.7 | Low | 80 |  | Not pulled | Not pulled | Cold Wave | High | Hail | Medium | Lightning | High | County | FEMA NRI v1.20 / December 2025 | DisasterRiskIndex.com using FEMA NRI / OpenFEMA | https://disasterriskindex.com/wisconsin/outagamie | County-level FEMA National Risk Index data; not address-specific. Use property coordinates/tract data for real diligence.
WI-MF-08 | Prairie View Residences | La Crosse | La Crosse | WI | 80.5 | Low | 81 | 54 | Very Low | Very High | Cold Wave | High | Hail | High | Landslide | Medium | County | FEMA NRI v1.20 / December 2025 | DisasterRiskIndex.com using FEMA NRI / OpenFEMA | https://disasterriskindex.com/wisconsin/la-crosse | County-level FEMA National Risk Index data; not address-specific. Use property coordinates/tract data for real diligence.
WI-MF-09 | Capitol Square Homes | Madison | Dane | WI | 93.9 | Medium | 94 | 182 | Not pulled | Not pulled | Cold Wave | High | Hail | High | Not pulled | Not pulled | County | FEMA NRI v1.20 / December 2025 | DisasterRiskIndex.com using FEMA NRI / OpenFEMA | https://disasterriskindex.com/wisconsin/dane | County-level FEMA National Risk Index data; not address-specific. Use property coordinates/tract data for real diligence.
WI-MF-10 | Harbor Point Apartments | Kenosha | Kenosha | WI | 85.0 | Medium | 85 | 64 | Low | Very High | Cold Wave | High | Lightning | High | Tornado | High | County | FEMA NRI v1.20 / December 2025 | DisasterRiskIndex.com using FEMA NRI / OpenFEMA | https://disasterriskindex.com/wisconsin/kenosha | County-level FEMA National Risk Index data; not address-specific. Use property coordinates/tract data for real diligence.

## 09_ej_cejst
property_id | property_name | city | county | state | address_or_latlong_status | census_tract_status | cejst_disadvantaged_proxy | energy_burden_flag_proxy | housing_burden_flag_proxy | legacy_pollution_flag_proxy | transportation_barrier_flag_proxy | water_wastewater_flag_proxy | low_income_flag_proxy | tribal_or_rural_context_flag | priority_lidac_screen | data_confidence | recommended_next_step | source_urls | notes
WI-MF-01 | Riverbend Apartments | Madison | Dane | WI | Address/lat-long needed | Census tract needed | Not indicated by proxy / needs tract confirmation | No/Unknown | No/Unknown | No/Unknown | No/Unknown | No/Unknown | No/Unknown | No/Unknown | Low | Low - proxy only | Geocode property address, join to CEJST Version 2.0 tract data, then replace proxy flags with official tract-level flags. | https://public-environmental-data-partners.github.io/j40-cejst-2/en/ ; https://datacatalog.urban.org/dataset/climate-and-economic-justice-screening-tool-data ; https://arcgis.netl.doe.gov/portal/home/item.html?id=a8674b345a7245cab5787e8a0c4dee26 | For GRESB/community-benefit screening only. Do not use as final LIDAC eligibility evidence.
WI-MF-02 | Lakeview Terrace | Milwaukee | Milwaukee | WI | Address/lat-long needed | Census tract needed | Likely / needs tract confirmation | Yes - proxy | Yes - proxy | Review | Review | Review | Yes - proxy | No/Unknown | High | Low - proxy only | Geocode property address, join to CEJST Version 2.0 tract data, then replace proxy flags with official tract-level flags. | https://public-environmental-data-partners.github.io/j40-cejst-2/en/ ; https://datacatalog.urban.org/dataset/climate-and-economic-justice-screening-tool-data ; https://arcgis.netl.doe.gov/portal/home/item.html?id=a8674b345a7245cab5787e8a0c4dee26 | For GRESB/community-benefit screening only. Do not use as final LIDAC eligibility evidence.
WI-MF-03 | Northside Commons | Green Bay | Brown | WI | Address/lat-long needed | Census tract needed | Possible / needs tract confirmation | No/Unknown | Review | Review | Review | No/Unknown | No/Unknown | No/Unknown | Medium | Low - proxy only | Geocode property address, join to CEJST Version 2.0 tract data, then replace proxy flags with official tract-level flags. | https://public-environmental-data-partners.github.io/j40-cejst-2/en/ ; https://datacatalog.urban.org/dataset/climate-and-economic-justice-screening-tool-data ; https://arcgis.netl.doe.gov/portal/home/item.html?id=a8674b345a7245cab5787e8a0c4dee26 | For GRESB/community-benefit screening only. Do not use as final LIDAC eligibility evidence.
WI-MF-04 | Badger Ridge Homes | Wausau | Marathon | WI | Address/lat-long needed | Census tract needed | Possible / needs tract confirmation | Review | Yes - proxy | No/Unknown | Review | No/Unknown | Review | Rural market screen | Medium | Low - proxy only | Geocode property address, join to CEJST Version 2.0 tract data, then replace proxy flags with official tract-level flags. | https://public-environmental-data-partners.github.io/j40-cejst-2/en/ ; https://datacatalog.urban.org/dataset/climate-and-economic-justice-screening-tool-data ; https://arcgis.netl.doe.gov/portal/home/item.html?id=a8674b345a7245cab5787e8a0c4dee26 | For GRESB/community-benefit screening only. Do not use as final LIDAC eligibility evidence.
WI-MF-05 | Oak Street Lofts | Eau Claire | Eau Claire | WI | Address/lat-long needed | Census tract needed | Not indicated by proxy / needs tract confirmation | No/Unknown | No/Unknown | No/Unknown | No/Unknown | No/Unknown | No/Unknown | Rural market screen | Low | Low - proxy only | Geocode property address, join to CEJST Version 2.0 tract data, then replace proxy flags with official tract-level flags. | https://public-environmental-data-partners.github.io/j40-cejst-2/en/ ; https://datacatalog.urban.org/dataset/climate-and-economic-justice-screening-tool-data ; https://arcgis.netl.doe.gov/portal/home/item.html?id=a8674b345a7245cab5787e8a0c4dee26 | For GRESB/community-benefit screening only. Do not use as final LIDAC eligibility evidence.
WI-MF-06 | South Park Apartments | Racine | Racine | WI | Address/lat-long needed | Census tract needed | Likely / needs tract confirmation | Yes - proxy | Yes - proxy | Review | Review | Review | Yes - proxy | No/Unknown | High | Low - proxy only | Geocode property address, join to CEJST Version 2.0 tract data, then replace proxy flags with official tract-level flags. | https://public-environmental-data-partners.github.io/j40-cejst-2/en/ ; https://datacatalog.urban.org/dataset/climate-and-economic-justice-screening-tool-data ; https://arcgis.netl.doe.gov/portal/home/item.html?id=a8674b345a7245cab5787e8a0c4dee26 | For GRESB/community-benefit screening only. Do not use as final LIDAC eligibility evidence.
WI-MF-07 | Fox River Flats | Appleton | Outagamie | WI | Address/lat-long needed | Census tract needed | Not indicated by proxy / needs tract confirmation | No/Unknown | No/Unknown | No/Unknown | No/Unknown | No/Unknown | No/Unknown | No/Unknown | Low | Low - proxy only | Geocode property address, join to CEJST Version 2.0 tract data, then replace proxy flags with official tract-level flags. | https://public-environmental-data-partners.github.io/j40-cejst-2/en/ ; https://datacatalog.urban.org/dataset/climate-and-economic-justice-screening-tool-data ; https://arcgis.netl.doe.gov/portal/home/item.html?id=a8674b345a7245cab5787e8a0c4dee26 | For GRESB/community-benefit screening only. Do not use as final LIDAC eligibility evidence.
WI-MF-08 | Prairie View Residences | La Crosse | La Crosse | WI | Address/lat-long needed | Census tract needed | Possible / needs tract confirmation | Review | Yes - proxy | No/Unknown | No/Unknown | Review | Review | Rural market screen | Medium | Low - proxy only | Geocode property address, join to CEJST Version 2.0 tract data, then replace proxy flags with official tract-level flags. | https://public-environmental-data-partners.github.io/j40-cejst-2/en/ ; https://datacatalog.urban.org/dataset/climate-and-economic-justice-screening-tool-data ; https://arcgis.netl.doe.gov/portal/home/item.html?id=a8674b345a7245cab5787e8a0c4dee26 | For GRESB/community-benefit screening only. Do not use as final LIDAC eligibility evidence.
WI-MF-09 | Capitol Square Homes | Madison | Dane | WI | Address/lat-long needed | Census tract needed | Not indicated by proxy / needs tract confirmation | No/Unknown | No/Unknown | No/Unknown | No/Unknown | No/Unknown | No/Unknown | No/Unknown | Low | Low - proxy only | Geocode property address, join to CEJST Version 2.0 tract data, then replace proxy flags with official tract-level flags. | https://public-environmental-data-partners.github.io/j40-cejst-2/en/ ; https://datacatalog.urban.org/dataset/climate-and-economic-justice-screening-tool-data ; https://arcgis.netl.doe.gov/portal/home/item.html?id=a8674b345a7245cab5787e8a0c4dee26 | For GRESB/community-benefit screening only. Do not use as final LIDAC eligibility evidence.
WI-MF-10 | Harbor Point Apartments | Kenosha | Kenosha | WI | Address/lat-long needed | Census tract needed | Likely / needs tract confirmation | Yes - proxy | Yes - proxy | Review | Review | Review | Yes - proxy | No/Unknown | High | Low - proxy only | Geocode property address, join to CEJST Version 2.0 tract data, then replace proxy flags with official tract-level flags. | https://public-environmental-data-partners.github.io/j40-cejst-2/en/ ; https://datacatalog.urban.org/dataset/climate-and-economic-justice-screening-tool-data ; https://arcgis.netl.doe.gov/portal/home/item.html?id=a8674b345a7245cab5787e8a0c4dee26 | For GRESB/community-benefit screening only. Do not use as final LIDAC eligibility evidence.

## 10_retrofit_options
property_id | property_name | city | county | measure_id | measure_name | category | capital_cost_usd | eligible_incentive_usd | annual_electricity_savings_kwh | annual_gas_savings_therms | annual_water_savings_gal | annual_cost_savings_usd | useful_life_years | tenant_benefit_score_1_5 | owner_benefit_score_1_5 | implementation_difficulty | source_basis | data_confidence | notes
WI-MF-01 | Riverbend Apartments | Madison | Dane | WI-MF-01-M01 | LED common-area lighting retrofit | Energy efficiency | 73000 | 8800 | 43551 | 0 | 0 | 6315 | 10 | 2 | 5 | Low | Focus on Energy Multifamily; Focus on Energy Business Rebates | Screening estimate | Common-area lighting measure; modeled as electricity savings only.
WI-MF-01 | Riverbend Apartments | Madison | Dane | WI-MF-01-M02 | Boiler tune-up and heating controls | Energy efficiency | 49200 | 4900 | 0 | 4783 | 0 | 5261 | 8 | 3 | 5 | Medium | Focus on Energy Multifamily; Focus on Energy Business Rebates | Screening estimate | Best for older gas-heated multifamily properties; gas savings adjusted by building age.
WI-MF-01 | Riverbend Apartments | Madison | Dane | WI-MF-01-M03 | Smart thermostats / in-unit controls | Energy efficiency / tenant comfort | 87500 | 8800 | 14932 | 2690 | 0 | 5124 | 8 | 5 | 4 | Medium | Focus on Energy Multifamily; ENERGY STAR Federal Tax Credits | Screening estimate | Improves comfort and energy management; higher tenant benefit.
WI-MF-01 | Riverbend Apartments | Madison | Dane | WI-MF-01-M04 | Low-flow fixtures and aerators | Water efficiency | 58100 | 4600 | 0 | 897 | 1473153 | 11299 | 10 | 4 | 4 | Low | EPA WaterSense Multifamily; Focus on Energy Multifamily | Screening estimate | Water savings plus small hot-water natural gas savings.
WI-MF-01 | Riverbend Apartments | Madison | Dane | WI-MF-01-M05 | Smart leak detection / water monitoring | Water resilience | 47300 | 2400 | 0 | 0 | 947027 | 6629 | 10 | 4 | 5 | Medium | EPA WaterSense Multifamily | Screening estimate | Reduces leak losses and supports GRESB data-quality/readiness.
WI-MF-01 | Riverbend Apartments | Madison | Dane | WI-MF-01-M06 | Air sealing and weatherization | Envelope / resilience | 112300 | 11200 | 7466 | 3886 | 0 | 5357 | 15 | 5 | 4 | Medium | Focus on Energy Multifamily; ENERGY STAR Multifamily Housing | Screening estimate | Improves comfort, winter resilience, and heating efficiency.
WI-MF-01 | Riverbend Apartments | Madison | Dane | WI-MF-01-M07 | Heat pump water heater feasibility / pilot | Electrification | 205000 | 24600 | -43551 | 5979 | 0 | 262 | 12 | 3 | 3 | High | ENERGY STAR Federal Tax Credits; Focus on Energy Multifamily | Screening estimate | Modeled as gas reduction with added electricity load; requires feasibility review.
WI-MF-01 | Riverbend Apartments | Madison | Dane | WI-MF-01-M08 | Rooftop solar PV feasibility and partial installation | Renewable energy | 187100 | 25000 | 149317 | 0 | 0 | 21651 | 20 | 2 | 4 | High | Focus on Energy Solar for Homes; ENERGY STAR Federal Tax Credits | Screening estimate | Screening-level PV assumption; verify roof area, ownership, tax appetite, and interconnection.
WI-MF-01 | Riverbend Apartments | Madison | Dane | WI-MF-01-M09 | Waste vendor reporting + recycling engagement | Waste / tenant engagement | 12500 | 0 | 0 | 0 | 0 | 3240 | 3 | 3 | 3 | Low | EPA WARM; ENERGY STAR Multifamily Housing | Screening estimate | Primary benefit is GRESB readiness, diversion tracking, and tenant engagement; direct utility savings not modeled.
WI-MF-02 | Lakeview Terrace | Milwaukee | Milwaukee | WI-MF-02-M01 | LED common-area lighting retrofit | Energy efficiency | 102100 | 12300 | 62448 | 0 | 0 | 9055 | 10 | 2 | 5 | Low | Focus on Energy Multifamily; Focus on Energy Business Rebates | Screening estimate | Common-area lighting measure; modeled as electricity savings only.
WI-MF-02 | Lakeview Terrace | Milwaukee | Milwaukee | WI-MF-02-M02 | Boiler tune-up and heating controls | Energy efficiency | 66300 | 6600 | 0 | 8669 | 0 | 9536 | 8 | 3 | 5 | Medium | Focus on Energy Multifamily; Focus on Energy Business Rebates | Screening estimate | Best for older gas-heated multifamily properties; gas savings adjusted by building age.
WI-MF-02 | Lakeview Terrace | Milwaukee | Milwaukee | WI-MF-02-M03 | Smart thermostats / in-unit controls | Energy efficiency / tenant comfort | 123300 | 12300 | 21411 | 4876 | 0 | 8468 | 8 | 5 | 4 | Medium | Focus on Energy Multifamily; ENERGY STAR Federal Tax Credits | Screening estimate | Improves comfort and energy management; higher tenant benefit.
WI-MF-02 | Lakeview Terrace | Milwaukee | Milwaukee | WI-MF-02-M04 | Low-flow fixtures and aerators | Water efficiency | 81800 | 6500 | 0 | 1625 | 2722984 | 20848 | 10 | 4 | 4 | Low | EPA WaterSense Multifamily; Focus on Energy Multifamily | Screening estimate | Water savings plus small hot-water natural gas savings.
WI-MF-02 | Lakeview Terrace | Milwaukee | Milwaukee | WI-MF-02-M05 | Smart leak detection / water monitoring | Water resilience | 63900 | 3200 | 0 | 0 | 1750490 | 12253 | 10 | 4 | 5 | Medium | EPA WaterSense Multifamily | Screening estimate | Reduces leak losses and supports GRESB data-quality/readiness.
WI-MF-02 | Lakeview Terrace | Milwaukee | Milwaukee | WI-MF-02-M06 | Air sealing and weatherization | Envelope / resilience | 156600 | 15700 | 10705 | 7043 | 0 | 9300 | 15 | 5 | 4 | Medium | Focus on Energy Multifamily; ENERGY STAR Multifamily Housing | Screening estimate | Improves comfort, winter resilience, and heating efficiency.
WI-MF-02 | Lakeview Terrace | Milwaukee | Milwaukee | WI-MF-02-M07 | Heat pump water heater feasibility / pilot | Electrification | 280500 | 33700 | -62448 | 10836 | 0 | 2865 | 12 | 3 | 3 | High | ENERGY STAR Federal Tax Credits; Focus on Energy Multifamily | Screening estimate | Modeled as gas reduction with added electricity load; requires feasibility review.
WI-MF-02 | Lakeview Terrace | Milwaukee | Milwaukee | WI-MF-02-M08 | Rooftop solar PV feasibility and partial installation | Renewable energy | 225600 | 25000 | 214106 | 0 | 0 | 31045 | 20 | 2 | 4 | High | Focus on Energy Solar for Homes; ENERGY STAR Federal Tax Credits | Screening estimate | Screening-level PV assumption; verify roof area, ownership, tax appetite, and interconnection.
WI-MF-02 | Lakeview Terrace | Milwaukee | Milwaukee | WI-MF-02-M09 | Waste vendor reporting + recycling engagement | Waste / tenant engagement | 16100 | 0 | 0 | 0 | 0 | 4320 | 3 | 3 | 3 | Low | EPA WARM; ENERGY STAR Multifamily Housing | Screening estimate | Primary benefit is GRESB readiness, diversion tracking, and tenant engagement; direct utility savings not modeled.
WI-MF-03 | Northside Commons | Green Bay | Brown | WI-MF-03-M01 | LED common-area lighting retrofit | Energy efficiency | 66200 | 7900 | 34325 | 0 | 0 | 4977 | 10 | 2 | 5 | Low | Focus on Energy Multifamily; Focus on Energy Business Rebates | Screening estimate | Common-area lighting measure; modeled as electricity savings only.
WI-MF-03 | Northside Commons | Green Bay | Brown | WI-MF-03-M02 | Boiler tune-up and heating controls | Energy efficiency | 45300 | 4500 | 0 | 3803 | 0 | 4183 | 8 | 3 | 5 | Medium | Focus on Energy Multifamily; Focus on Energy Business Rebates | Screening estimate | Best for older gas-heated multifamily properties; gas savings adjusted by building age.
WI-MF-03 | Northside Commons | Green Bay | Brown | WI-MF-03-M03 | Smart thermostats / in-unit controls | Energy efficiency / tenant comfort | 79900 | 8000 | 11769 | 2139 | 0 | 4059 | 8 | 5 | 4 | Medium | Focus on Energy Multifamily; ENERGY STAR Federal Tax Credits | Screening estimate | Improves comfort and energy management; higher tenant benefit.
WI-MF-03 | Northside Commons | Green Bay | Brown | WI-MF-03-M04 | Low-flow fixtures and aerators | Water efficiency | 53100 | 4200 | 0 | 713 | 1285695 | 9784 | 10 | 4 | 4 | Low | EPA WaterSense Multifamily; Focus on Energy Multifamily | Screening estimate | Water savings plus small hot-water natural gas savings.
WI-MF-03 | Northside Commons | Green Bay | Brown | WI-MF-03-M05 | Smart leak detection / water monitoring | Water resilience | 43900 | 2200 | 0 | 0 | 826518 | 5786 | 10 | 4 | 5 | Medium | EPA WaterSense Multifamily | Screening estimate | Reduces leak losses and supports GRESB data-quality/readiness.
WI-MF-03 | Northside Commons | Green Bay | Brown | WI-MF-03-M06 | Air sealing and weatherization | Envelope / resilience | 101900 | 10200 | 5884 | 3090 | 0 | 4252 | 15 | 5 | 4 | Medium | Focus on Energy Multifamily; ENERGY STAR Multifamily Housing | Screening estimate | Improves comfort, winter resilience, and heating efficiency.
WI-MF-03 | Northside Commons | Green Bay | Brown | WI-MF-03-M07 | Heat pump water heater feasibility / pilot | Electrification | 166300 | 20000 | -34325 | 4753 | 0 | 251 | 12 | 3 | 3 | High | ENERGY STAR Federal Tax Credits; Focus on Energy Multifamily | Screening estimate | Modeled as gas reduction with added electricity load; requires feasibility review.
WI-MF-03 | Northside Commons | Green Bay | Brown | WI-MF-03-M08 | Rooftop solar PV feasibility and partial installation | Renewable energy | 150200 | 25000 | 117687 | 0 | 0 | 17065 | 20 | 2 | 4 | High | Focus on Energy Solar for Homes; ENERGY STAR Federal Tax Credits | Screening estimate | Screening-level PV assumption; verify roof area, ownership, tax appetite, and interconnection.
WI-MF-03 | Northside Commons | Green Bay | Brown | WI-MF-03-M09 | Waste vendor reporting + recycling engagement | Waste / tenant engagement | 11800 | 0 | 0 | 0 | 0 | 2880 | 3 | 3 | 3 | Low | EPA WARM; ENERGY STAR Multifamily Housing | Screening estimate | Primary benefit is GRESB readiness, diversion tracking, and tenant engagement; direct utility savings not modeled.
WI-MF-04 | Badger Ridge Homes | Wausau | Marathon | WI-MF-04-M01 | LED common-area lighting retrofit | Energy efficiency | 56400 | 6800 | 32248 | 0 | 0 | 4676 | 10 | 2 | 5 | Low | Focus on Energy Multifamily; Focus on Energy Business Rebates | Screening estimate | Common-area lighting measure; modeled as electricity savings only.
WI-MF-04 | Badger Ridge Homes | Wausau | Marathon | WI-MF-04-M02 | Boiler tune-up and heating controls | Energy efficiency | 39700 | 4000 | 0 | 3819 | 0 | 4201 | 8 | 3 | 5 | Medium | Focus on Energy Multifamily; Focus on Energy Business Rebates | Screening estimate | Best for older gas-heated multifamily properties; gas savings adjusted by building age.
WI-MF-04 | Badger Ridge Homes | Wausau | Marathon | WI-MF-04-M03 | Smart thermostats / in-unit controls | Energy efficiency / tenant comfort | 66500 | 6600 | 11057 | 2148 | 0 | 3966 | 8 | 5 | 4 | Medium | Focus on Energy Multifamily; ENERGY STAR Federal Tax Credits | Screening estimate | Improves comfort and energy management; higher tenant benefit.
WI-MF-04 | Badger Ridge Homes | Wausau | Marathon | WI-MF-04-M04 | Low-flow fixtures and aerators | Water efficiency | 44200 | 3500 | 0 | 716 | 1320555 | 10031 | 10 | 4 | 4 | Low | EPA WaterSense Multifamily; Focus on Energy Multifamily | Screening estimate | Water savings plus small hot-water natural gas savings.
WI-MF-04 | Badger Ridge Homes | Wausau | Marathon | WI-MF-04-M05 | Smart leak detection / water monitoring | Water resilience | 37800 | 1900 | 0 | 0 | 848928 | 5942 | 10 | 4 | 5 | Medium | EPA WaterSense Multifamily | Screening estimate | Reduces leak losses and supports GRESB data-quality/readiness.
WI-MF-04 | Badger Ridge Homes | Wausau | Marathon | WI-MF-04-M06 | Air sealing and weatherization | Envelope / resilience | 76400 | 7600 | 5528 | 3103 | 0 | 4215 | 15 | 5 | 4 | Medium | Focus on Energy Multifamily; ENERGY STAR Multifamily Housing | Screening estimate | Improves comfort, winter resilience, and heating efficiency.
WI-MF-04 | Badger Ridge Homes | Wausau | Marathon | WI-MF-04-M07 | Heat pump water heater feasibility / pilot | Electrification | 141900 | 17000 | -32248 | 4773 | 0 | 574 | 12 | 3 | 3 | High | ENERGY STAR Federal Tax Credits; Focus on Energy Multifamily | Screening estimate | Modeled as gas reduction with added electricity load; requires feasibility review.
WI-MF-04 | Badger Ridge Homes | Wausau | Marathon | WI-MF-04-M08 | Rooftop solar PV feasibility and partial installation | Renewable energy | 129800 | 23400 | 110565 | 0 | 0 | 16032 | 20 | 2 | 4 | High | Focus on Energy Solar for Homes; ENERGY STAR Federal Tax Credits | Screening estimate | Screening-level PV assumption; verify roof area, ownership, tax appetite, and interconnection.
WI-MF-04 | Badger Ridge Homes | Wausau | Marathon | WI-MF-04-M09 | Waste vendor reporting + recycling engagement | Waste / tenant engagement | 10500 | 0 | 0 | 0 | 0 | 2340 | 3 | 3 | 3 | Low | EPA WARM; ENERGY STAR Multifamily Housing | Screening estimate | Primary benefit is GRESB readiness, diversion tracking, and tenant engagement; direct utility savings not modeled.
WI-MF-05 | Oak Street Lofts | Eau Claire | Eau Claire | WI-MF-05-M01 | LED common-area lighting retrofit | Energy efficiency | 44500 | 5300 | 22483 | 0 | 0 | 3260 | 10 | 2 | 5 | Low | Focus on Energy Multifamily; Focus on Energy Business Rebates | Screening estimate | Common-area lighting measure; modeled as electricity savings only.
WI-MF-05 | Oak Street Lofts | Eau Claire | Eau Claire | WI-MF-05-M02 | Boiler tune-up and heating controls | Energy efficiency | 32800 | 3300 | 0 | 2025 | 0 | 2228 | 8 | 3 | 5 | Medium | Focus on Energy Multifamily; Focus on Energy Business Rebates | Screening estimate | Best for older gas-heated multifamily properties; gas savings adjusted by building age.
WI-MF-05 | Oak Street Lofts | Eau Claire | Eau Claire | WI-MF-05-M03 | Smart thermostats / in-unit controls | Energy efficiency / tenant comfort | 51600 | 5200 | 7708 | 1139 | 0 | 2371 | 8 | 5 | 4 | Medium | Focus on Energy Multifamily; ENERGY STAR Federal Tax Credits | Screening estimate | Improves comfort and energy management; higher tenant benefit.
WI-MF-05 | Oak Street Lofts | Eau Claire | Eau Claire | WI-MF-05-M04 | Low-flow fixtures and aerators | Water efficiency | 34300 | 2700 | 0 | 380 | 727041 | 5507 | 10 | 4 | 4 | Low | EPA WaterSense Multifamily; Focus on Energy Multifamily | Screening estimate | Water savings plus small hot-water natural gas savings.
WI-MF-05 | Oak Street Lofts | Eau Claire | Eau Claire | WI-MF-05-M05 | Smart leak detection / water monitoring | Water resilience | 27200 | 1400 | 0 | 0 | 467384 | 3272 | 10 | 4 | 5 | Medium | EPA WaterSense Multifamily | Screening estimate | Reduces leak losses and supports GRESB data-quality/readiness.
WI-MF-05 | Oak Street Lofts | Eau Claire | Eau Claire | WI-MF-05-M06 | Air sealing and weatherization | Envelope / resilience | 60700 | 6100 | 3854 | 1646 | 0 | 2369 | 15 | 5 | 4 | Medium | Focus on Energy Multifamily; ENERGY STAR Multifamily Housing | Screening estimate | Improves comfort, winter resilience, and heating efficiency.
WI-MF-05 | Oak Street Lofts | Eau Claire | Eau Claire | WI-MF-05-M07 | Heat pump water heater feasibility / pilot | Electrification | 114500 | 13700 | -22483 | 2532 | 0 | -475 | 12 | 3 | 3 | High | ENERGY STAR Federal Tax Credits; Focus on Energy Multifamily | Screening estimate | Modeled as gas reduction with added electricity load; requires feasibility review.
WI-MF-05 | Oak Street Lofts | Eau Claire | Eau Claire | WI-MF-05-M08 | Rooftop solar PV feasibility and partial installation | Renewable energy | 105100 | 18900 | 77084 | 0 | 0 | 11177 | 20 | 2 | 4 | High | Focus on Energy Solar for Homes; ENERGY STAR Federal Tax Credits | Screening estimate | Screening-level PV assumption; verify roof area, ownership, tax appetite, and interconnection.
WI-MF-05 | Oak Street Lofts | Eau Claire | Eau Claire | WI-MF-05-M09 | Waste vendor reporting + recycling engagement | Waste / tenant engagement | 9000 | 0 | 0 | 0 | 0 | 1890 | 3 | 3 | 3 | Low | EPA WARM; ENERGY STAR Multifamily Housing | Screening estimate | Primary benefit is GRESB readiness, diversion tracking, and tenant engagement; direct utility savings not modeled.
WI-MF-06 | South Park Apartments | Racine | Racine | WI-MF-06-M01 | LED common-area lighting retrofit | Energy efficiency | 90300 | 10800 | 53703 | 0 | 0 | 7787 | 10 | 2 | 5 | Low | Focus on Energy Multifamily; Focus on Energy Business Rebates | Screening estimate | Common-area lighting measure; modeled as electricity savings only.
WI-MF-06 | South Park Apartments | Racine | Racine | WI-MF-06-M02 | Boiler tune-up and heating controls | Energy efficiency | 59600 | 6000 | 0 | 7455 | 0 | 8200 | 8 | 3 | 5 | Medium | Focus on Energy Multifamily; Focus on Energy Business Rebates | Screening estimate | Best for older gas-heated multifamily properties; gas savings adjusted by building age.
WI-MF-06 | South Park Apartments | Racine | Racine | WI-MF-06-M03 | Smart thermostats / in-unit controls | Energy efficiency / tenant comfort | 112800 | 11300 | 18412 | 4193 | 0 | 7282 | 8 | 5 | 4 | Medium | Focus on Energy Multifamily; ENERGY STAR Federal Tax Credits | Screening estimate | Improves comfort and energy management; higher tenant benefit.
WI-MF-06 | South Park Apartments | Racine | Racine | WI-MF-06-M04 | Low-flow fixtures and aerators | Water efficiency | 65700 | 5300 | 0 | 1398 | 2353806 | 18014 | 10 | 4 | 4 | Low | EPA WaterSense Multifamily; Focus on Energy Multifamily | Screening estimate | Water savings plus small hot-water natural gas savings.
WI-MF-06 | South Park Apartments | Racine | Racine | WI-MF-06-M05 | Smart leak detection / water monitoring | Water resilience | 52100 | 2600 | 0 | 0 | 1513161 | 10592 | 10 | 4 | 5 | Medium | EPA WaterSense Multifamily | Screening estimate | Reduces leak losses and supports GRESB data-quality/readiness.
WI-MF-06 | South Park Apartments | Racine | Racine | WI-MF-06-M06 | Air sealing and weatherization | Envelope / resilience | 121900 | 12200 | 9206 | 6057 | 0 | 7998 | 15 | 5 | 4 | Medium | Focus on Energy Multifamily; ENERGY STAR Multifamily Housing | Screening estimate | Improves comfort, winter resilience, and heating efficiency.
WI-MF-06 | South Park Apartments | Racine | Racine | WI-MF-06-M07 | Heat pump water heater feasibility / pilot | Electrification | 228200 | 27400 | -53703 | 9318 | 0 | 2463 | 12 | 3 | 3 | High | ENERGY STAR Federal Tax Credits; Focus on Energy Multifamily | Screening estimate | Modeled as gas reduction with added electricity load; requires feasibility review.
WI-MF-06 | South Park Apartments | Racine | Racine | WI-MF-06-M08 | Rooftop solar PV feasibility and partial installation | Renewable energy | 201700 | 25000 | 184124 | 0 | 0 | 26698 | 20 | 2 | 4 | High | Focus on Energy Solar for Homes; ENERGY STAR Federal Tax Credits | Screening estimate | Screening-level PV assumption; verify roof area, ownership, tax appetite, and interconnection.
WI-MF-06 | South Park Apartments | Racine | Racine | WI-MF-06-M09 | Waste vendor reporting + recycling engagement | Waste / tenant engagement | 15200 | 0 | 0 | 0 | 0 | 3780 | 3 | 3 | 3 | Low | EPA WARM; ENERGY STAR Multifamily Housing | Screening estimate | Primary benefit is GRESB readiness, diversion tracking, and tenant engagement; direct utility savings not modeled.
WI-MF-07 | Fox River Flats | Appleton | Outagamie | WI-MF-07-M01 | LED common-area lighting retrofit | Energy efficiency | 60200 | 7200 | 31778 | 0 | 0 | 4608 | 10 | 2 | 5 | Low | Focus on Energy Multifamily; Focus on Energy Business Rebates | Screening estimate | Common-area lighting measure; modeled as electricity savings only.
WI-MF-07 | Fox River Flats | Appleton | Outagamie | WI-MF-07-M02 | Boiler tune-up and heating controls | Energy efficiency | 42100 | 4200 | 0 | 3116 | 0 | 3428 | 8 | 3 | 5 | Medium | Focus on Energy Multifamily; Focus on Energy Business Rebates | Screening estimate | Best for older gas-heated multifamily properties; gas savings adjusted by building age.
WI-MF-07 | Fox River Flats | Appleton | Outagamie | WI-MF-07-M03 | Smart thermostats / in-unit controls | Energy efficiency / tenant comfort | 63900 | 6400 | 10895 | 1753 | 0 | 3508 | 8 | 5 | 4 | Medium | Focus on Energy Multifamily; ENERGY STAR Federal Tax Credits | Screening estimate | Improves comfort and energy management; higher tenant benefit.
WI-MF-07 | Fox River Flats | Appleton | Outagamie | WI-MF-07-M04 | Low-flow fixtures and aerators | Water efficiency | 42500 | 3400 | 0 | 584 | 1076698 | 8179 | 10 | 4 | 4 | Low | EPA WaterSense Multifamily; Focus on Energy Multifamily | Screening estimate | Water savings plus small hot-water natural gas savings.
WI-MF-07 | Fox River Flats | Appleton | Outagamie | WI-MF-07-M05 | Smart leak detection / water monitoring | Water resilience | 36000 | 1800 | 0 | 0 | 692163 | 4845 | 10 | 4 | 5 | Medium | EPA WaterSense Multifamily | Screening estimate | Reduces leak losses and supports GRESB data-quality/readiness.
WI-MF-07 | Fox River Flats | Appleton | Outagamie | WI-MF-07-M06 | Air sealing and weatherization | Envelope / resilience | 81700 | 8200 | 5448 | 2532 | 0 | 3575 | 15 | 5 | 4 | Medium | Focus on Energy Multifamily; ENERGY STAR Multifamily Housing | Screening estimate | Improves comfort, winter resilience, and heating efficiency.
WI-MF-07 | Fox River Flats | Appleton | Outagamie | WI-MF-07-M07 | Heat pump water heater feasibility / pilot | Electrification | 154400 | 18500 | -31778 | 3895 | 0 | -323 | 12 | 3 | 3 | High | ENERGY STAR Federal Tax Credits; Focus on Energy Multifamily | Screening estimate | Modeled as gas reduction with added electricity load; requires feasibility review.
WI-MF-07 | Fox River Flats | Appleton | Outagamie | WI-MF-07-M08 | Rooftop solar PV feasibility and partial installation | Renewable energy | 138400 | 24900 | 108953 | 0 | 0 | 15798 | 20 | 2 | 4 | High | Focus on Energy Solar for Homes; ENERGY STAR Federal Tax Credits | Screening estimate | Screening-level PV assumption; verify roof area, ownership, tax appetite, and interconnection.
WI-MF-07 | Fox River Flats | Appleton | Outagamie | WI-MF-07-M09 | Waste vendor reporting + recycling engagement | Waste / tenant engagement | 11200 | 0 | 0 | 0 | 0 | 2700 | 3 | 3 | 3 | Low | EPA WARM; ENERGY STAR Multifamily Housing | Screening estimate | Primary benefit is GRESB readiness, diversion tracking, and tenant engagement; direct utility savings not modeled.
WI-MF-08 | Prairie View Residences | La Crosse | La Crosse | WI-MF-08-M01 | LED common-area lighting retrofit | Energy efficiency | 54200 | 6500 | 29262 | 0 | 0 | 4243 | 10 | 2 | 5 | Low | Focus on Energy Multifamily; Focus on Energy Business Rebates | Screening estimate | Common-area lighting measure; modeled as electricity savings only.
WI-MF-08 | Prairie View Residences | La Crosse | La Crosse | WI-MF-08-M02 | Boiler tune-up and heating controls | Energy efficiency | 34000 | 3400 | 0 | 3135 | 0 | 3449 | 8 | 3 | 5 | Medium | Focus on Energy Multifamily; Focus on Energy Business Rebates | Screening estimate | Best for older gas-heated multifamily properties; gas savings adjusted by building age.
WI-MF-08 | Prairie View Residences | La Crosse | La Crosse | WI-MF-08-M03 | Smart thermostats / in-unit controls | Energy efficiency / tenant comfort | 56500 | 5600 | 10033 | 1763 | 0 | 3394 | 8 | 5 | 4 | Medium | Focus on Energy Multifamily; ENERGY STAR Federal Tax Credits | Screening estimate | Improves comfort and energy management; higher tenant benefit.
WI-MF-08 | Prairie View Residences | La Crosse | La Crosse | WI-MF-08-M04 | Low-flow fixtures and aerators | Water efficiency | 37600 | 3000 | 0 | 588 | 963082 | 7388 | 10 | 4 | 4 | Low | EPA WaterSense Multifamily; Focus on Energy Multifamily | Screening estimate | Water savings plus small hot-water natural gas savings.
WI-MF-08 | Prairie View Residences | La Crosse | La Crosse | WI-MF-08-M05 | Smart leak detection / water monitoring | Water resilience | 32600 | 1600 | 0 | 0 | 619124 | 4334 | 10 | 4 | 5 | Medium | EPA WaterSense Multifamily | Screening estimate | Reduces leak losses and supports GRESB data-quality/readiness.
WI-MF-08 | Prairie View Residences | La Crosse | La Crosse | WI-MF-08-M06 | Air sealing and weatherization | Envelope / resilience | 73800 | 7400 | 5016 | 2547 | 0 | 3529 | 15 | 5 | 4 | Medium | Focus on Energy Multifamily; ENERGY STAR Multifamily Housing | Screening estimate | Improves comfort, winter resilience, and heating efficiency.
WI-MF-08 | Prairie View Residences | La Crosse | La Crosse | WI-MF-08-M07 | Heat pump water heater feasibility / pilot | Electrification | 138800 | 16700 | -29262 | 3918 | 0 | 67 | 12 | 3 | 3 | High | ENERGY STAR Federal Tax Credits; Focus on Energy Multifamily | Screening estimate | Modeled as gas reduction with added electricity load; requires feasibility review.
WI-MF-08 | Prairie View Residences | La Crosse | La Crosse | WI-MF-08-M08 | Rooftop solar PV feasibility and partial installation | Renewable energy | 126000 | 22700 | 100325 | 0 | 0 | 14547 | 20 | 2 | 4 | High | Focus on Energy Solar for Homes; ENERGY STAR Federal Tax Credits | Screening estimate | Screening-level PV assumption; verify roof area, ownership, tax appetite, and interconnection.
WI-MF-08 | Prairie View Residences | La Crosse | La Crosse | WI-MF-08-M09 | Waste vendor reporting + recycling engagement | Waste / tenant engagement | 10400 | 0 | 0 | 0 | 0 | 2160 | 3 | 3 | 3 | Low | EPA WARM; ENERGY STAR Multifamily Housing | Screening estimate | Primary benefit is GRESB readiness, diversion tracking, and tenant engagement; direct utility savings not modeled.
WI-MF-09 | Capitol Square Homes | Madison | Dane | WI-MF-09-M01 | LED common-area lighting retrofit | Energy efficiency | 68200 | 8200 | 38874 | 0 | 0 | 5637 | 10 | 2 | 5 | Low | Focus on Energy Multifamily; Focus on Energy Business Rebates | Screening estimate | Common-area lighting measure; modeled as electricity savings only.
WI-MF-09 | Capitol Square Homes | Madison | Dane | WI-MF-09-M02 | Boiler tune-up and heating controls | Energy efficiency | 46100 | 4600 | 0 | 3050 | 0 | 3355 | 8 | 3 | 5 | Medium | Focus on Energy Multifamily; Focus on Energy Business Rebates | Screening estimate | Best for older gas-heated multifamily properties; gas savings adjusted by building age.
WI-MF-09 | Capitol Square Homes | Madison | Dane | WI-MF-09-M03 | Smart thermostats / in-unit controls | Energy efficiency / tenant comfort | 81400 | 8100 | 13328 | 1715 | 0 | 3819 | 8 | 5 | 4 | Medium | Focus on Energy Multifamily; ENERGY STAR Federal Tax Credits | Screening estimate | Improves comfort and energy management; higher tenant benefit.
WI-MF-09 | Capitol Square Homes | Madison | Dane | WI-MF-09-M04 | Low-flow fixtures and aerators | Water efficiency | 54100 | 4300 | 0 | 572 | 1219104 | 9163 | 10 | 4 | 4 | Low | EPA WaterSense Multifamily; Focus on Energy Multifamily | Screening estimate | Water savings plus small hot-water natural gas savings.
WI-MF-09 | Capitol Square Homes | Madison | Dane | WI-MF-09-M05 | Smart leak detection / water monitoring | Water resilience | 44200 | 2200 | 0 | 0 | 783710 | 5486 | 10 | 4 | 5 | Medium | EPA WaterSense Multifamily | Screening estimate | Reduces leak losses and supports GRESB data-quality/readiness.
WI-MF-09 | Capitol Square Homes | Madison | Dane | WI-MF-09-M06 | Air sealing and weatherization | Envelope / resilience | 105200 | 10500 | 6664 | 2478 | 0 | 3692 | 15 | 5 | 4 | Medium | Focus on Energy Multifamily; ENERGY STAR Multifamily Housing | Screening estimate | Improves comfort, winter resilience, and heating efficiency.
WI-MF-09 | Capitol Square Homes | Madison | Dane | WI-MF-09-M07 | Heat pump water heater feasibility / pilot | Electrification | 191500 | 23000 | -38874 | 3812 | 0 | -977 | 12 | 3 | 3 | High | ENERGY STAR Federal Tax Credits; Focus on Energy Multifamily | Screening estimate | Modeled as gas reduction with added electricity load; requires feasibility review.
WI-MF-09 | Capitol Square Homes | Madison | Dane | WI-MF-09-M08 | Rooftop solar PV feasibility and partial installation | Renewable energy | 175500 | 25000 | 133283 | 0 | 0 | 19326 | 20 | 2 | 4 | High | Focus on Energy Solar for Homes; ENERGY STAR Federal Tax Credits | Screening estimate | Screening-level PV assumption; verify roof area, ownership, tax appetite, and interconnection.
WI-MF-09 | Capitol Square Homes | Madison | Dane | WI-MF-09-M09 | Waste vendor reporting + recycling engagement | Waste / tenant engagement | 13300 | 0 | 0 | 0 | 0 | 3420 | 3 | 3 | 3 | Low | EPA WARM; ENERGY STAR Multifamily Housing | Screening estimate | Primary benefit is GRESB readiness, diversion tracking, and tenant engagement; direct utility savings not modeled.
WI-MF-10 | Harbor Point Apartments | Kenosha | Kenosha | WI-MF-10-M01 | LED common-area lighting retrofit | Energy efficiency | 75200 | 9000 | 43152 | 0 | 0 | 6257 | 10 | 2 | 5 | Low | Focus on Energy Multifamily; Focus on Energy Business Rebates | Screening estimate | Common-area lighting measure; modeled as electricity savings only.
WI-MF-10 | Harbor Point Apartments | Kenosha | Kenosha | WI-MF-10-M02 | Boiler tune-up and heating controls | Energy efficiency | 50500 | 5000 | 0 | 5990 | 0 | 6589 | 8 | 3 | 5 | Medium | Focus on Energy Multifamily; Focus on Energy Business Rebates | Screening estimate | Best for older gas-heated multifamily properties; gas savings adjusted by building age.
WI-MF-10 | Harbor Point Apartments | Kenosha | Kenosha | WI-MF-10-M03 | Smart thermostats / in-unit controls | Energy efficiency / tenant comfort | 90400 | 9000 | 14795 | 3370 | 0 | 5852 | 8 | 5 | 4 | Medium | Focus on Energy Multifamily; ENERGY STAR Federal Tax Credits | Screening estimate | Improves comfort and energy management; higher tenant benefit.
WI-MF-10 | Harbor Point Apartments | Kenosha | Kenosha | WI-MF-10-M04 | Low-flow fixtures and aerators | Water efficiency | 60000 | 4800 | 0 | 1123 | 1906155 | 14578 | 10 | 4 | 4 | Low | EPA WaterSense Multifamily; Focus on Energy Multifamily | Screening estimate | Water savings plus small hot-water natural gas savings.
WI-MF-10 | Harbor Point Apartments | Kenosha | Kenosha | WI-MF-10-M05 | Smart leak detection / water monitoring | Water resilience | 48700 | 2400 | 0 | 0 | 1225386 | 8578 | 10 | 4 | 5 | Medium | EPA WaterSense Multifamily | Screening estimate | Reduces leak losses and supports GRESB data-quality/readiness.
WI-MF-10 | Harbor Point Apartments | Kenosha | Kenosha | WI-MF-10-M06 | Air sealing and weatherization | Envelope / resilience | 115600 | 11600 | 7398 | 4867 | 0 | 6426 | 15 | 5 | 4 | Medium | Focus on Energy Multifamily; ENERGY STAR Multifamily Housing | Screening estimate | Improves comfort, winter resilience, and heating efficiency.
WI-MF-10 | Harbor Point Apartments | Kenosha | Kenosha | WI-MF-10-M07 | Heat pump water heater feasibility / pilot | Electrification | 211100 | 25300 | -43152 | 7488 | 0 | 1980 | 12 | 3 | 3 | High | ENERGY STAR Federal Tax Credits; Focus on Energy Multifamily | Screening estimate | Modeled as gas reduction with added electricity load; requires feasibility review.
WI-MF-10 | Harbor Point Apartments | Kenosha | Kenosha | WI-MF-10-M08 | Rooftop solar PV feasibility and partial installation | Renewable energy | 192300 | 25000 | 147951 | 0 | 0 | 21453 | 20 | 2 | 4 | High | Focus on Energy Solar for Homes; ENERGY STAR Federal Tax Credits | Screening estimate | Screening-level PV assumption; verify roof area, ownership, tax appetite, and interconnection.
WI-MF-10 | Harbor Point Apartments | Kenosha | Kenosha | WI-MF-10-M09 | Waste vendor reporting + recycling engagement | Waste / tenant engagement | 12700 | 0 | 0 | 0 | 0 | 3150 | 3 | 3 | 3 | Low | EPA WARM; ENERGY STAR Multifamily Housing | Screening estimate | Primary benefit is GRESB readiness, diversion tracking, and tenant engagement; direct utility savings not modeled.

## 11_gresb_evidence_checklist
indicator_id | gresb_area | indicator_name | evidence_required | current_status | evidence_available_yes_no | data_source_to_check | responsible_team | priority | notes | source_url
GOV-01 | Management | ESG policy | Formal ESG/sustainability policy approved by management | Not documented | No | Internal policy files | Asset Management / Sustainability | High | Needed before first-year GRESB readiness claim. | https://documents.gresb.com/generated_files/real_estate/2025/real_estate/reference_guide/complete.html
GOV-02 | Management | ESG roles and responsibilities | Named ESG/data owners and reporting calendar | Partial | No | Internal org chart / reporting calendar | Sustainability / Operations | High | Assign owners for energy, water, waste, tenant engagement, and climate risk. | https://documents.gresb.com/generated_files/real_estate/2025/real_estate/reference_guide/complete.html
TAR-01 | Targets | Energy target | Documented energy reduction target and baseline year | Not documented | No | ESG plan / asset management plan | Sustainability | High | Use after calculating baseline Site EUI and asset priorities. | https://documents.gresb.com/generated_files/real_estate/2025/real_estate/reference_guide/complete.html
TAR-02 | Targets | GHG target | Documented GHG reduction target and baseline year | Not documented | No | GHG inventory / ESG plan | Sustainability | High | Calculate Scope 1 and Scope 2 first. | https://documents.gresb.com/generated_files/real_estate/2025/real_estate/reference_guide/complete.html
DATA-01 | Performance | Energy data coverage | 12 months of electricity and natural gas data by property | Simulated only | No | Utility bills / ENERGY STAR Portfolio Manager export | Property Manager | High | Replace simulated data with actual bills for real client work. | https://portfoliomanager.energystar.gov
DATA-02 | Performance | Water data coverage | 12 months of water/sewer data by property | Simulated only | No | Water bills / property manager reports | Property Manager | High | Replace with actual bills or metered data. | https://www.energystar.gov/buildings/benchmark
DATA-03 | Performance | Waste data coverage | Waste vendor reports by property and stream | Simulated only | No | Waste vendor reports/invoices | Property Manager | Medium | Waste is often weak in first-year GRESB readiness. | https://www.energystar.gov/buildings/benchmark/understand-metrics/waste-tracking
RISK-01 | Risk | Climate-risk assessment | Property-level hazard screen for flood/heat/storm/winter risk | County proxy only | Partial | FEMA NRI + flood maps + insurance data | Sustainability / Risk | High | County-level screen is not enough for investment diligence. | https://www.fema.gov/flood-maps/products-tools/national-risk-index
SOC-01 | Tenants & Community | Tenant engagement | Tenant communications, surveys, programs, or grievance process | Not documented | No | Resident surveys / engagement log | Property Manager | Medium | Important for recognition and participatory justice. | https://documents.gresb.com/generated_files/real_estate/2025/real_estate/reference_guide/complete.html
SOC-02 | Community benefit | Affordability / LIDAC screen | Evidence of affordability status, energy burden, or LIDAC/CEJST status | Proxy only | Partial | ACS / CEJST / property affordability records | Sustainability / Community Engagement | High | Use tract-level data for serious analysis. | https://public-environmental-data-partners.github.io/j40-cejst-2/en/
CERT-01 | Certifications | Green building certifications | ENERGY STAR, LEED, NGBS, Enterprise Green Communities, etc. | Not documented | No | Certification documents | Asset Management | Low | Optional but useful for ESG quality evidence. | https://www.energystar.gov/buildings

## 02_energy_summary_template
property_id | property_name | gross_floor_area_sqft | units | annual_electricity_kwh | annual_natural_gas_therms | annual_electricity_cost_usd | annual_gas_cost_usd | annual_total_energy_cost_usd | electricity_kbtu | natural_gas_kbtu | total_energy_kbtu | site_eui_kbtu_sqft | electricity_intensity_kwh_sqft | gas_intensity_therms_sqft | energy_cost_per_unit | energy_cost_per_sqft | months_with_energy_data | energy_data_coverage_pct | benchmark_site_eui | eui_vs_benchmark | energy_performance_flag
WI-MF-01
WI-MF-02
WI-MF-03
WI-MF-04
WI-MF-05
WI-MF-06
WI-MF-07
WI-MF-08
WI-MF-09
WI-MF-10

## Calculation_Guide
step | where_to_work | column_or_kpi | purpose | excel_formula_example | interpretation_or_warning
1 | 02_energy_summary_template | property_name | Pull property name from asset master | =XLOOKUP(A2,'01_asset_master'!A$2:A$11,'01_asset_master'!B$2:B$11) | Use ranges first; table formulas are cleaner after you understand the lookup.
2 | 02_energy_summary_template | gross_floor_area_sqft | Pull building floor area | =XLOOKUP(A2,'01_asset_master'!A$2:A$11,'01_asset_master'!H$2:H$11) | Needed for Site EUI and cost/sqft.
3 | 02_energy_summary_template | units | Pull apartment unit count | =XLOOKUP(A2,'01_asset_master'!A$2:A$11,'01_asset_master'!I$2:I$11) | Needed for cost/unit and water/waste/unit.
4 | 02_energy_summary_template | annual_electricity_kwh | Sum monthly electricity | =SUMIFS('02_energy_monthly'!H:H,'02_energy_monthly'!A:A,A2) | Use actual electricity column; do not include totals from other sheets.
5 | 02_energy_summary_template | annual_natural_gas_therms | Sum monthly natural gas | =SUMIFS('02_energy_monthly'!I:I,'02_energy_monthly'!A:A,A2) | Therms must later be converted to kBtu.
6 | 02_energy_summary_template | annual_electricity_cost_usd | Sum monthly electricity cost | =SUMIFS('02_energy_monthly'!J:J,'02_energy_monthly'!A:A,A2) | Owner vs tenant-paid matters for financial interpretation.
7 | 02_energy_summary_template | annual_gas_cost_usd | Sum monthly gas cost | =SUMIFS('02_energy_monthly'!K:K,'02_energy_monthly'!A:A,A2) | Keep separate before total cost.
8 | 02_energy_summary_template | annual_total_energy_cost_usd | Total energy cost | =G2+H2 | If you are in a table, you can use structured references instead.
9 | 02_energy_summary_template | electricity_kbtu | Convert kWh to kBtu | =E2*3.412 | Do not calculate EUI with kWh alone.
10 | 02_energy_summary_template | natural_gas_kbtu | Convert therms to kBtu | =F2*100 | 1 therm = 100 kBtu.
11 | 02_energy_summary_template | total_energy_kbtu | Total site energy | =J2+K2 | This is numerator for Site EUI.
12 | 02_energy_summary_template | site_eui_kbtu_sqft | Energy per square foot | =L2/C2 | Core real-estate energy KPI. Lower is generally better.
13 | 02_energy_summary_template | electricity_intensity_kwh_sqft | Electricity intensity | =E2/C2 | Useful for electrification/cooling/load analysis.
14 | 02_energy_summary_template | gas_intensity_therms_sqft | Gas intensity | =F2/C2 | Useful for heating/boiler opportunities.
15 | 02_energy_summary_template | energy_cost_per_unit | Cost per apartment unit | =I2/D2 | Connects ESG to affordability and operating cost.
16 | 02_energy_summary_template | energy_cost_per_sqft | Cost per sqft | =I2/C2 | Useful for owner/investor operating-cost comparison.
17 | 02_energy_summary_template | months_with_energy_data | Count months with electricity records | =COUNTIFS('02_energy_monthly'!A:A,A2,'02_energy_monthly'!H:H,">0") | Simple first version; later create a helper column if gas-only months exist.
18 | 02_energy_summary_template | energy_data_coverage_pct | Data coverage | =R2/12 | GRESB-style readiness usually wants high coverage; 95%+ is safer.
19 | 02_energy_summary_template | benchmark_site_eui | ENERGY STAR multifamily site EUI | =59.6 | You can later use XLOOKUP from 06_benchmark_data.
20 | 02_energy_summary_template | eui_vs_benchmark | Performance gap | =M2-T2 | Positive means worse than benchmark; negative means better.
21 | 02_energy_summary_template | energy_performance_flag | Simple management flag | =IF(M2>70,"High Energy Use",IF(M2>59.6,"Above Benchmark","At/Below Benchmark")) | This is a flag, not a GRESB score.
22 | Next step after energy | Scope 2 emissions | Use electricity and emission factor | =E2*XLOOKUP("EF-ELEC-WI-STATE",Emission_Factors[factor_id],Emission_Factors[co2e_factor])/1000 | Only after your energy summary is correct.
23 | Next step after energy | Scope 1 emissions | Use natural gas and emission factor | =F2*XLOOKUP("EF-NG-US-THERM",Emission_Factors[factor_id],Emission_Factors[co2e_factor])/1000 | Output is metric tons CO2e if factor is kg/therm.

## Data_Dictionary
tab | primary_use | raw_or_proxy | source_or_basis | what_you_calculate_later
01_asset_master | Property list and portfolio denominator data | Primary simulated portfolio | User-defined sample Wisconsin multifamily portfolio | Used to pull floor area, units, county, property type
02_energy_monthly | Monthly electricity, gas, and costs | Simulated private utility data | ENERGY STAR benchmark-informed simulation; replace with utility bills or Portfolio Manager export | Annual kWh, annual therms, kBtu, Site EUI, cost/unit, data coverage
03_water_monthly | Monthly water/sewer use and cost | Simulated private water data | Simulation using EPA-style residential water assumptions; replace with water bills | Annual gallons, water intensity, water cost/unit, data coverage
04_waste_monthly | Monthly waste streams and cost | Simulated vendor report data | ENERGY STAR waste tracking / EPA WARM structure; replace with vendor reports | Total waste, diversion rate, waste/unit, waste cost/unit
05_emission_factors | Emission factors for GHG calculations | Public source input | EPA eGRID and EPA GHG Factors Hub | Scope 1 and Scope 2 emissions
06_benchmark_data | External benchmarks and internal targets | Public benchmark + internal targets | ENERGY STAR national median table and working targets | EUI comparison, performance flags
07_community_acs | County-level community and affordability context | Public proxy | Census QuickFacts / ACS 2020-2024 | Social vulnerability, income/rent context, affordability screen
08_climate_risk_fema | County-level climate and hazard risk | Public proxy | FEMA NRI / DisasterRiskIndex county profiles | Climate risk flags and resilience prioritization
09_ej_cejst | EJ/LIDAC proxy screen | Proxy only | CEJST/Justice40 sources; needs geocoding for true tract-level results | LIDAC/justice flags; replace with tract GEOID join
10_retrofit_options | Retrofit measure assumptions | Screening-level input | Focus on Energy / ENERGY STAR-style assumptions; replace with quotes | Payback, lifetime savings, emissions savings, priority score
11_gresb_evidence_checklist | Raw GRESB readiness evidence checklist | Checklist, not score | GRESB 2025 reference guide | Evidence completeness, readiness score, gap register
02_energy_summary_template | Blank analysis table for energy calculations | Template | Created for your calculations | You fill formulas yourself
Calculation_Guide | Step-by-step formula guide | Instruction | Assistant-created guide | Use to build calculations yourself